## Table of Contents
Name | Type | Dim | Count | Explanatory text
Avail_Water | variable | 0 | 1 | Total Water available in the system during the month (June)
case | set | 1 | 12 | Defining constrainted cases for number of low flow steady days
Convert | parameter | 0 | 1 | conversion factor from cfs to ac-ft per hour (0.0014*60)
d | set | 1 | 31 | days in August
Daily_RelRange | parameter | 0 | 1 | Allowable daily release range (cfs)
Diff_Release | parameter | 1 | 3 | Differnce between off-peak weekday release and weekend release(cfs)
Duration | parameter | 1 | 2 | Duration of period (hours)
EnergyRate | parameter | 1 | 2 | Energy prices on weekdays ($ per MWH)
Energy_Gen | variable | 1 | 2 | Hydropower Generated for each timestep during unsteady flow days (MWH)
EQ10_EnergyGen | equation | 1 | 2 | Energy generated in each time step during unsteady flow days (MWH)
EQ11_EnergyGen_Max | equation | 1 | 2 | Maximum Energy Generation Limit of the Glen Caynon Dam(MW)
EQ12_EnergyRevenue | equation | 0 | 1 | Total monthly Hydropower Revenue generated when number of steady low flow day are greater than number of weekend days($)
EQ13_Revenue | equation | 0 | 1 | Total monthly Hydropower Renvenue generated if number of steady flow days are equal or less than weekend days ($)
EQ1__ResMassBal | equation | 0 | 1 | Reservoir mass balance (acre-ft)
EQ2__reqpowerstorage | equation | 0 | 1 | The minimum storage equivalent to reservoir level required for hydropower generation (acre-ft)
EQ3__maxstor | equation | 0 | 1 | res storage max (acre-ft)
EQ4__MaxR | equation | 1 | 2 | Max Release (cfs)
EQ5__MinR | equation | 1 | 2 | Min Release (cfs)
EQ6_Rel_Range | equation | 1 | 2 | Constraining the daily release range on a weekday (cfs per day)
EQ7__Monthtlyrel | equation | 0 | 1 | Constraining Total monthly volume of water to be released (acre-ft)
EQ8_Steadyflow | equation | 0 | 1 | Minimun release value within the hydrograph(cfs)
EQ9_SteadyEnergy | equation | 1 | 2 | Energy generated in each time step during steady flow days (MWH)
EQa_Inflow | equation | 0 | 1 | Total volume of Water available in the system during the month (acre-ft)
EQb_SteadyOutflow | equation | 0 | 1 | Volume of Water released during the steady days (acre-ft)
EQc_UnSteadyOutflow | equation | 0 | 1 | Volume of Water released during the unsteady days (acre-ft)
evap | parameter | 1 | 31 | Evaporation (ac-ft per day)
FStore | parameter | 3 | 240 | Storing objective function values over different scenarios
Inflow | parameter | 1 | 31 | Inflow to reservoir (cfs)
initstorage | parameter | 0 | 1 | Initial reservoir storage on 1st August 2018 (acre-ft)
Mar_Ramp | parameter | 4 | 480 | To save margninal values associted with the ramp rate.
maxRel | parameter | 0 | 1 | Maximum release in a day d at any timeperiod p(cfs)
maxstorage | parameter | 0 | 1 | Reservoir capacity (acre-ft)
minRel | parameter | 0 | 1 | Minimum release in a day d at any timeperiod p(cfs)
minstorage | parameter | 0 | 1 | Minimum reservoir storage to maintain hydropower level(acre-ft)
ModelResults | parameter | 4 | 480 | Store solution status of the scenarios i.e. whether the solution found is optimal or not?
modpar | set | 1 | 2 | Saving model status for each of the scenario solution
Num_of_timesteps | parameter | 0 | 1 | Total Number of timesteps used
Num_steady | parameter | 1 | 11 | Number of steady low flow days
ObjectiveVal | variable | 0 | 1 | Objective functions calculation
p | set | 1 | 2 | time period during a day
release | variable | 1 | 0 | reservoir release on any unsteady day in any period p (cfs)
RStore_steady | parameter | 4 | 480 | Store Release values during steady flow days over different cases(cfs)
RStore_unsteady | parameter | 4 | 480 | Store Release values during unsteady flow days over different cases(cfs)
Sstore | parameter | 3 | 240 | Store Storage Values over different cases(ac-ft)
SteadyEn_Gen | variable | 1 | 2 | Hydropower Generated for each timestep during steady flow days (MWH)
Steady_Days | parameter | 0 | 1 | To represent the number of steady low flow days
steady_Outflow | variable | 0 | 1 | Volume of water released in the steady low flow days (acre-ft)
Steady_Release | variable | 0 | 1 | Minimum release value of the hydrograph
storage | variable | 0 | 1 | reservoir storage at the end of the month (acre-ft)
Totaldays | parameter | 0 | 1 | Total number of days in the month
TotMonth_volume | parameter | 0 | 1 | To represent total monthly volume (acre-ft)
tot_vol | set | 1 | 5 | Total montly release volume (acre-ft)
unsteady_Outflow | variable | 0 | 1 | Volume of water released in the unsteay low flow days (acre-ft)
Vol_monthlyrelease | parameter | 1 | 5 | Different Total volumes of water to be released in the month i.e. August 2018 in presented case (acre-ft)
weekdays | parameter | 0 | 1 | Number of days in month
weekendRate | parameter | 1 | 2 | Energy prices on weekends ($ per MWH)
weekends | parameter | 0 | 1 | Number of weekend days in the month
Weekend_Rel | parameter | 0 | 1 | Additional release made on weekend incomparison to weekday off-peak release(cfs).
Wkn | set | 1 | 4 | Scenarios to decide the change between off-peak release on weekday and weekend steady flows
XStore_steady | parameter | 3 | 220 | Store Energy Generated during steady flow days over different cases (MWH)
XStore_unsteady | parameter | 3 | 220 | Store Energy Generated during unsteady flow days over different cases (MWH)

## Scalar
TOC
Parameter | Value | Explanatory text
Convert | 0.083 | conversion factor from cfs to ac-ft per hour (0.0014*60)
Daily_RelRange | 8000 | Allowable daily release range (cfs)
initstorage | 12092993 | Initial reservoir storage on 1st August 2018 (acre-ft)
maxRel | 31500 | Maximum release in a day d at any timeperiod p(cfs)
maxstorage | 25000000 | Reservoir capacity (acre-ft)
minRel | 8000 | Minimum release in a day d at any timeperiod p(cfs)
minstorage | 5892163 | Minimum reservoir storage to maintain hydropower level(acre-ft)
Num_of_timesteps | 62 | Total Number of timesteps used
Steady_Days | 31 | To represent the number of steady low flow days
Totaldays | 31 | Total number of days in the month
TotMonth_volume | 1100000 | To represent total monthly volume (acre-ft)
weekdays | 23 | Number of days in month
weekends | 8 | Number of weekend days in the month
Weekend_Rel | 1000 | Additional release made on weekend incomparison to weekday off-peak release(cfs).
Variable | Lowerbound | Value | Upperbound | Marginal | Explanatory text
Avail_Water | -INF | 12354243.8 | INF | 0 | Total Water available in the system during the month (June)
ObjectiveVal | -INF | 0 | INF | 0 | Objective functions calculation
steady_Outflow | -INF | 1100000 | INF | 0 | Volume of water released in the steady low flow days (acre-ft)
Steady_Release | -INF | 0 | INF | 0 | Minimum release value of the hydrograph
storage | -INF | 11204014.8 | INF | 0 | reservoir storage at the end of the month (acre-ft)
unsteady_Outflow | -INF | 0 | INF | 0 | Volume of water released in the unsteay low flow days (acre-ft)
Equation | Lowerbound | Value | Upperbound | Marginal | Explanatory text
EQ12_EnergyRevenue | 0 | 0 | 0 | 1 | Total monthly Hydropower Revenue generated when number of steady low flow day are greater than number of weekend days($)
EQ13_Revenue | 0 | 0 | 0 | 1 | Total monthly Hydropower Renvenue generated if number of steady flow days are equal or less than weekend days ($)
EQ1__ResMassBal | -50229 | -50229 | -50229 | EPS | Reservoir mass balance (acre-ft)
EQ2__reqpowerstorage | 5892163 | 11204014.8 | INF | 0 | The minimum storage equivalent to reservoir level required for hydropower generation (acre-ft)
EQ3__maxstor | -INF | 11204014.8 | 25000000 | 0 | res storage max (acre-ft)
EQ7__Monthtlyrel | -1100000 | -1100000 | -1100000 | -28.7319 | Constraining Total monthly volume of water to be released (acre-ft)
EQ8_Steadyflow | 1000 | 1000 | 1000 | EPS | Minimun release value within the hydrograph(cfs)
EQa_Inflow | 12354243.8 | 12354243.8 | 12354243.8 | EPS | Total volume of Water available in the system during the month (acre-ft)
EQb_SteadyOutflow | 0 | 0 | 0 | -28.7319 | Volume of Water released during the steady days (acre-ft)
EQc_UnSteadyOutflow | 0 | 0 | 0 | -28.7319 | Volume of Water released during the unsteady days (acre-ft)

## case
TOC
case | (set) | Defining constrainted cases for number of low flow steady days
dim1
case1
case2
case3
case4
case5
case6
case7
case8
case9
case10
case11
case12

## d
TOC
d | (set) | days in August
d
d1
d2
d3
d4
d5
d6
d7
d8
d9
d10
d11
d12
d13
d14
d15
d16
d17
d18
d19
d20
d21
d22
d23
d24
d25
d26
d27
d28
d29
d30
d31

## Diff_Release
TOC
Diff_Release | (parameter) | Differnce between off-peak weekday release and weekend release(cfs)
Wkn | Value
H2 | 500
H3 | 750
H4 | 1000

## Duration
TOC
Duration | (parameter) | Duration of period (hours)
p | Value
pLow | 8
pHigh | 16

## EnergyRate
TOC
EnergyRate | (parameter) | Energy prices on weekdays ($ per MWH)
p | Value
pLow | 49.7
pHigh | 79

## Energy_Gen
TOC
Energy_Gen | (variable) | Hydropower Generated for each timestep during unsteady flow days (MWH)
p | Lowerbound | Value | Upperbound | Marginal
pLow | -INF | 4996.8795 | INF | 0
pHigh | -INF | 4755.2 | INF | 0

## EQ10_EnergyGen
TOC
EQ10_EnergyGen | (equation) | Energy generated in each time step during unsteady flow days (MWH)
p | Lowerbound | Value | Upperbound | Marginal
pLow | 0 | 0 | 0 | EPS
pHigh | 0 | 0 | 0 | EPS

## EQ11_EnergyGen_Max
TOC
EQ11_EnergyGen_Max | (equation) | Maximum Energy Generation Limit of the Glen Caynon Dam(MW)
p | Lowerbound | Value | Upperbound | Marginal
pLow | -INF | 4996.8795 | 10560 | 0
pHigh | -INF | 4755.2 | 21120 | 0

## EQ4__MaxR
TOC
EQ4__MaxR | (equation) | Max Release (cfs)
p | Lowerbound | Value | Upperbound | Marginal
pLow | -INF | 16813.1882 | 31500 | 0
pHigh | -INF | 8000 | 31500 | 0

## EQ5__MinR
TOC
EQ5__MinR | (equation) | Min Release (cfs)
p | Lowerbound | Value | Upperbound | Marginal
pLow | 8000 | 16813.1882 | INF | 0
pHigh | 8000 | 8000 | INF | EPS

## EQ6_Rel_Range
TOC
EQ6_Rel_Range | (equation) | Constraining the daily release range on a weekday (cfs per day)
p | Lowerbound | Value | Upperbound | Marginal
pLow | -INF | -8813.1882 | 8000 | 0
pHigh | -INF | -8813.1882 | 8000 | 0

## EQ9_SteadyEnergy
TOC
EQ9_SteadyEnergy | (equation) | Energy generated in each time step during steady flow days (MWH)
p | Lowerbound | Value | Upperbound | Marginal
pLow | 0 | 0 | 0 | 1540.7
pHigh | 0 | 0 | 0 | 2214.6

## evap
TOC
evap | (parameter) | Evaporation (ac-ft per day)
d | Value
d1 | 1658
d2 | 1655
d3 | 1652
d4 | 1650
d5 | 1648
d6 | 1646
d7 | 1643
d8 | 1640
d9 | 1637
d10 | 1634
d11 | 1632
d12 | 1630
d13 | 1627
d14 | 1625
d15 | 1621
d16 | 1618
d17 | 1615
d18 | 1614
d19 | 1612
d20 | 1609
d21 | 1607
d22 | 1605
d23 | 1603
d24 | 1601
d25 | 1599
d26 | 1597
d27 | 1595
d28 | 1592
d29 | 1590
d30 | 1588
d31 | 1586

## FStore
TOC
FStore | (parameter) | Storing objective function values over different scenarios
Wkn | tot_vol | case | Value
H1 | V1 | case1 | 21402339.4423
H1 | V1 | case2 | 21475455.3831
H1 | V1 | case3 | 21553613.8026
H1 | V1 | case4 | 21727299.1793
H1 | V1 | case5 | 21928774.2162
H1 | V1 | case6 | 22165288.3899
H1 | V1 | case7 | 22165288.3899
H1 | V1 | case8 | 22149847.8226
H1 | V1 | case9 | 21797784.0634
H1 | V1 | case10 | 21445720.3043
H1 | V1 | case11 | 21093656.5451
H1 | V1 | case12 | 20671180.0342
H1 | V2 | case1 | 24830461.2791
H1 | V2 | case2 | 24899375.8872
H1 | V2 | case3 | 24968290.4954
H1 | V2 | case4 | 25106119.7118
H1 | V2 | case5 | 25243948.9281
H1 | V2 | case6 | 25381778.1444
H1 | V2 | case7 | 25311365.3926
H1 | V2 | case8 | 25240952.6408
H1 | V2 | case9 | 24888888.8816
H1 | V2 | case10 | 24536825.1225
H1 | V2 | case11 | 24184761.3634
H1 | V2 | case12 | 23762284.8524
H1 | V3 | case1 | 28211284.5361
H1 | V3 | case2 | 28280199.1443
H1 | V3 | case3 | 28349113.7524
H1 | V3 | case4 | 28486942.9688
H1 | V3 | case5 | 28624772.1851
H1 | V3 | case6 | 28762601.4015
H1 | V3 | case7 | 28692188.6496
H1 | V3 | case8 | 28621775.8978
H1 | V3 | case9 | 28269712.1387
H1 | V3 | case10 | 27917648.3795
H1 | V3 | case11 | 27565584.6204
H1 | V3 | case12 | 27143108.1094
H1 | V4 | case1 | 29800108.6718
H1 | V4 | case2 | 29869023.2799
H1 | V4 | case3 | 29937937.8881
H1 | V4 | case4 | 30075767.1045
H1 | V4 | case5 | 30213596.3208
H1 | V4 | case6 | 30351425.5372
H1 | V4 | case7 | 30281012.7853
H1 | V4 | case8 | 30210600.0335
H1 | V4 | case9 | 29858536.2744
H1 | V4 | case10 | 29506472.5152
H1 | V4 | case11 | 29154408.7561
H1 | V4 | case12 | 28731932.2451
H1 | V5 | case1 | 32673301.8963
H1 | V5 | case2 | 32742216.5045
H1 | V5 | case3 | 32811131.1126
H1 | V5 | case4 | 32948960.329
H1 | V5 | case5 | 33086789.5453
H1 | V5 | case6 | 33224618.7617
H1 | V5 | case7 | 33154206.0098
H1 | V5 | case8 | 33083793.258
H1 | V5 | case9 | 32731729.4989
H1 | V5 | case10 | 32379665.7397
H1 | V5 | case11 | 32027601.9806
H1 | V5 | case12 | 31605125.4696
H2 | V1 | case1 | 21402339.4423
H2 | V1 | case2 | 21465441.2291
H2 | V1 | case3 | 21532894.8633
H2 | V1 | case4 | 21682791.8282
H2 | V1 | case5 | 21856672.3074
H2 | V1 | case6 | 22060792.8699
H2 | V1 | case7 | 22056438.8899
H2 | V1 | case8 | 22052084.9099
H2 | V1 | case9 | 21761828.6157
H2 | V1 | case10 | 21421000.9339
H2 | V1 | case11 | 21080173.2522
H2 | V1 | case12 | 20671180.0342
H2 | V2 | case1 | 24830461.2791
H2 | V2 | case2 | 24892915.1427
H2 | V2 | case3 | 24955369.0064
H2 | V2 | case4 | 25080276.7337
H2 | V2 | case5 | 25205184.461
H2 | V2 | case6 | 25330092.1883
H2 | V2 | case7 | 25261926.652
H2 | V2 | case8 | 25193761.1156
H2 | V2 | case9 | 24852933.4339
H2 | V2 | case10 | 24512105.7522
H2 | V2 | case11 | 24171278.0705
H2 | V2 | case12 | 23762284.8524
H2 | V3 | case1 | 28211284.5361
H2 | V3 | case2 | 28273738.3998
H2 | V3 | case3 | 28336192.2634
H2 | V3 | case4 | 28461099.9907
H2 | V3 | case5 | 28586007.718
H2 | V3 | case6 | 28710915.4453
H2 | V3 | case7 | 28642749.909
H2 | V3 | case8 | 28574584.3727
H2 | V3 | case9 | 28233756.6909
H2 | V3 | case10 | 27892929.0092
H2 | V3 | case11 | 27552101.3275
H2 | V3 | case12 | 27143108.1094
H2 | V4 | case1 | 29800108.6718
H2 | V4 | case2 | 29862562.5354
H2 | V4 | case3 | 29925016.3991
H2 | V4 | case4 | 30049924.1264
H2 | V4 | case5 | 30174831.8537
H2 | V4 | case6 | 30299739.581
H2 | V4 | case7 | 30231574.0447
H2 | V4 | case8 | 30163408.5083
H2 | V4 | case9 | 29822580.8266
H2 | V4 | case10 | 29481753.1449
H2 | V4 | case11 | 29140925.4632
H2 | V4 | case12 | 28731932.2451
H2 | V5 | case1 | 32673301.8963
H2 | V5 | case2 | 32735755.7599
H2 | V5 | case3 | 32798209.6236
H2 | V5 | case4 | 32923117.3509
H2 | V5 | case5 | 33048025.0782
H2 | V5 | case6 | 33172932.8055
H2 | V5 | case7 | 33104767.2692
H2 | V5 | case8 | 33036601.7328
H2 | V5 | case9 | 32695774.0511
H2 | V5 | case10 | 32354946.3694
H2 | V5 | case11 | 32014118.6877
H2 | V5 | case12 | 31605125.4696
H3 | V1 | case1 | 21402339.4423
H3 | V1 | case2 | 21460434.1521
H3 | V1 | case3 | 21522535.3937
H3 | V1 | case4 | 21660538.1526
H3 | V1 | case5 | 21820621.353
H3 | V1 | case6 | 22008545.1099
H3 | V1 | case7 | 22002014.1399
H3 | V1 | case8 | 21995483.1699
H3 | V1 | case9 | 21743850.8918
H3 | V1 | case10 | 21408641.2488
H3 | V1 | case11 | 21073431.6058
H3 | V1 | case12 | 20671180.0342
H3 | V2 | case1 | 24830461.2791
H3 | V2 | case2 | 24889684.7705
H3 | V2 | case3 | 24948908.2619
H3 | V2 | case4 | 25067355.2447
H3 | V2 | case5 | 25185802.2275
H3 | V2 | case6 | 25304249.2103
H3 | V2 | case7 | 25237207.2816
H3 | V2 | case8 | 25170165.353
H3 | V2 | case9 | 24834955.71
H3 | V2 | case10 | 24499746.067
H3 | V2 | case11 | 24164536.424
H3 | V2 | case12 | 23762284.8524
H3 | V3 | case1 | 28211284.5361
H3 | V3 | case2 | 28270508.0275
H3 | V3 | case3 | 28329731.5189
H3 | V3 | case4 | 28448178.5017
H3 | V3 | case5 | 28566625.4845
H3 | V3 | case6 | 28685072.4673
H3 | V3 | case7 | 28618030.5387
H3 | V3 | case8 | 28550988.6101
H3 | V3 | case9 | 28215778.9671
H3 | V3 | case10 | 27880569.3241
H3 | V3 | case11 | 27545359.681
H3 | V3 | case12 | 27143108.1094
H3 | V4 | case1 | 29800108.6718
H3 | V4 | case2 | 29859332.1632
H3 | V4 | case3 | 29918555.6546
H3 | V4 | case4 | 30037002.6374
H3 | V4 | case5 | 30155449.6202
H3 | V4 | case6 | 30273896.603
H3 | V4 | case7 | 30206854.6744
H3 | V4 | case8 | 30139812.7458
H3 | V4 | case9 | 29804603.1027
H3 | V4 | case10 | 29469393.4597
H3 | V4 | case11 | 29134183.8167
H3 | V4 | case12 | 28731932.2451
H3 | V5 | case1 | 32673301.8963
H3 | V5 | case2 | 32732525.3877
H3 | V5 | case3 | 32791748.8791
H3 | V5 | case4 | 32910195.8619
H3 | V5 | case5 | 33028642.8447
H3 | V5 | case6 | 33147089.8275
H3 | V5 | case7 | 33080047.8989
H3 | V5 | case8 | 33013005.9703
H3 | V5 | case9 | 32677796.3273
H3 | V5 | case10 | 32342586.6842
H3 | V5 | case11 | 32007377.0412
H3 | V5 | case12 | 31605125.4696
H4 | V1 | case1 | 21402339.4423
H4 | V1 | case2 | 21455427.0751
H4 | V1 | case3 | 21512175.924
H4 | V1 | case4 | 21638284.477
H4 | V1 | case5 | 21784570.3986
H4 | V1 | case6 | 21956297.3499
H4 | V1 | case7 | 21947589.3899
H4 | V1 | case8 | 21938881.4299
H4 | V1 | case9 | 21725873.1679
H4 | V1 | case10 | 21396281.5636
H4 | V1 | case11 | 21066689.9593
H4 | V1 | case12 | 20671180.0342
H4 | V2 | case1 | 24830461.2791
H4 | V2 | case2 | 24886454.3982
H4 | V2 | case3 | 24942447.5173
H4 | V2 | case4 | 25054433.7556
H4 | V2 | case5 | 25166419.9939
H4 | V2 | case6 | 25278406.2322
H4 | V2 | case7 | 25212487.9113
H4 | V2 | case8 | 25146569.5905
H4 | V2 | case9 | 24816977.9862
H4 | V2 | case10 | 24487386.3819
H4 | V2 | case11 | 24157794.7776
H4 | V2 | case12 | 23762284.8524
H4 | V3 | case1 | 28211284.5361
H4 | V3 | case2 | 28267277.6552
H4 | V3 | case3 | 28323270.7744
H4 | V3 | case4 | 28435257.0127
H4 | V3 | case5 | 28547243.2509
H4 | V3 | case6 | 28659229.4892
H4 | V3 | case7 | 28593311.1684
H4 | V3 | case8 | 28527392.8475
H4 | V3 | case9 | 28197801.2432
H4 | V3 | case10 | 27868209.6389
H4 | V3 | case11 | 27538618.0346
H4 | V3 | case12 | 27143108.1094
H4 | V4 | case1 | 29800108.6718
H4 | V4 | case2 | 29856101.7909
H4 | V4 | case3 | 29912094.9101
H4 | V4 | case4 | 30024081.1483
H4 | V4 | case5 | 30136067.3866
H4 | V4 | case6 | 30248053.6249
H4 | V4 | case7 | 30182135.304
H4 | V4 | case8 | 30116216.9832
H4 | V4 | case9 | 29786625.3789
H4 | V4 | case10 | 29457033.7746
H4 | V4 | case11 | 29127442.1703
H4 | V4 | case12 | 28731932.2451
H4 | V5 | case1 | 32673301.8963
H4 | V5 | case2 | 32729295.0154
H4 | V5 | case3 | 32785288.1346
H4 | V5 | case4 | 32897274.3728
H4 | V5 | case5 | 33009260.6111
H4 | V5 | case6 | 33121246.8494
H4 | V5 | case7 | 33055328.5285
H4 | V5 | case8 | 32989410.2077
H4 | V5 | case9 | 32659818.6034
H4 | V5 | case10 | 32330226.9991
H4 | V5 | case11 | 32000635.3948
H4 | V5 | case12 | 31605125.4696

## Inflow
TOC
Inflow | (parameter) | Inflow to reservoir (cfs)
d | Value
d1 | 3830
d2 | 2818
d3 | 3918
d4 | 4446
d5 | 2018
d6 | 6232
d7 | 3466
d8 | 3338
d9 | 3391
d10 | 4572
d11 | 1374
d12 | 2797
d13 | 1959
d14 | 6463
d15 | 3023
d16 | 2551
d17 | 2535
d18 | 5622
d19 | 3503
d20 | 2680
d21 | 6297
d22 | 6402
d23 | 5466
d24 | 7411
d25 | 2189
d26 | 2186
d27 | 6602
d28 | 5950
d29 | 5347
d30 | 4347
d31 | 8417

## Mar_Ramp
TOC
Mar_Ramp | (parameter) | To save margninal values associted with the ramp rate.
Wkn | tot_vol | case | p | Value
H1 | V1 | case1 | pLow | EPS
H1 | V1 | case1 | pHigh | EPS
H1 | V1 | case2 | pLow | EPS
H1 | V1 | case2 | pHigh | EPS
H1 | V1 | case3 | pLow | EPS
H1 | V1 | case3 | pHigh | EPS
H1 | V1 | case4 | pLow | EPS
H1 | V1 | case4 | pHigh | EPS
H1 | V1 | case5 | pLow | EPS
H1 | V1 | case5 | pHigh | EPS
H1 | V1 | case6 | pLow | EPS
H1 | V1 | case6 | pHigh | EPS
H1 | V1 | case7 | pLow | EPS
H1 | V1 | case7 | pHigh | EPS
H1 | V1 | case8 | pLow | 184.8335
H1 | V1 | case8 | pHigh | EPS
H1 | V1 | case9 | pLow | 140.8255
H1 | V1 | case9 | pHigh | EPS
H1 | V1 | case10 | pLow | 96.8175
H1 | V1 | case10 | pHigh | EPS
H1 | V1 | case11 | pLow | 52.8096
H1 | V1 | case11 | pHigh | EPS
H1 | V1 | case12 | pLow | EPS
H1 | V1 | case12 | pHigh | EPS
H1 | V2 | case1 | pLow | EPS
H1 | V2 | case1 | pHigh | 133.5221
H1 | V2 | case2 | pLow | 142.1364
H1 | V2 | case2 | pHigh | EPS
H1 | V2 | case3 | pLow | 150.7507
H1 | V2 | case3 | pHigh | EPS
H1 | V2 | case4 | pLow | 167.9794
H1 | V2 | case4 | pHigh | EPS
H1 | V2 | case5 | pLow | 185.208
H1 | V2 | case5 | pHigh | EPS
H1 | V2 | case6 | pLow | 202.4367
H1 | V2 | case6 | pHigh | EPS
H1 | V2 | case7 | pLow | 193.6351
H1 | V2 | case7 | pHigh | EPS
H1 | V2 | case8 | pLow | 184.8335
H1 | V2 | case8 | pHigh | EPS
H1 | V2 | case9 | pLow | 140.8255
H1 | V2 | case9 | pHigh | EPS
H1 | V2 | case10 | pLow | 96.8175
H1 | V2 | case10 | pHigh | EPS
H1 | V2 | case11 | pLow | 52.8096
H1 | V2 | case11 | pHigh | EPS
H1 | V2 | case12 | pLow | EPS
H1 | V2 | case12 | pHigh | EPS
H1 | V3 | case1 | pLow | EPS
H1 | V3 | case1 | pHigh | 133.5221
H1 | V3 | case2 | pLow | 142.1364
H1 | V3 | case2 | pHigh | EPS
H1 | V3 | case3 | pLow | 150.7507
H1 | V3 | case3 | pHigh | EPS
H1 | V3 | case4 | pLow | 167.9794
H1 | V3 | case4 | pHigh | EPS
H1 | V3 | case5 | pLow | 185.208
H1 | V3 | case5 | pHigh | EPS
H1 | V3 | case6 | pLow | 202.4367
H1 | V3 | case6 | pHigh | EPS
H1 | V3 | case7 | pLow | 193.6351
H1 | V3 | case7 | pHigh | EPS
H1 | V3 | case8 | pLow | 184.8335
H1 | V3 | case8 | pHigh | EPS
H1 | V3 | case9 | pLow | 140.8255
H1 | V3 | case9 | pHigh | EPS
H1 | V3 | case10 | pLow | 96.8175
H1 | V3 | case10 | pHigh | EPS
H1 | V3 | case11 | pLow | 52.8096
H1 | V3 | case11 | pHigh | EPS
H1 | V3 | case12 | pLow | EPS
H1 | V3 | case12 | pHigh | EPS
H1 | V4 | case1 | pLow | EPS
H1 | V4 | case1 | pHigh | 133.5221
H1 | V4 | case2 | pLow | 142.1364
H1 | V4 | case2 | pHigh | EPS
H1 | V4 | case3 | pLow | 150.7507
H1 | V4 | case3 | pHigh | EPS
H1 | V4 | case4 | pLow | 167.9794
H1 | V4 | case4 | pHigh | EPS
H1 | V4 | case5 | pLow | 185.208
H1 | V4 | case5 | pHigh | EPS
H1 | V4 | case6 | pLow | 202.4367
H1 | V4 | case6 | pHigh | EPS
H1 | V4 | case7 | pLow | 193.6351
H1 | V4 | case7 | pHigh | EPS
H1 | V4 | case8 | pLow | 184.8335
H1 | V4 | case8 | pHigh | EPS
H1 | V4 | case9 | pLow | 140.8255
H1 | V4 | case9 | pHigh | EPS
H1 | V4 | case10 | pLow | 96.8175
H1 | V4 | case10 | pHigh | EPS
H1 | V4 | case11 | pLow | 52.8096
H1 | V4 | case11 | pHigh | EPS
H1 | V4 | case12 | pLow | EPS
H1 | V4 | case12 | pHigh | EPS
H1 | V5 | case1 | pLow | EPS
H1 | V5 | case1 | pHigh | 133.5221
H1 | V5 | case2 | pLow | 142.1364
H1 | V5 | case2 | pHigh | EPS
H1 | V5 | case3 | pLow | 150.7507
H1 | V5 | case3 | pHigh | EPS
H1 | V5 | case4 | pLow | 167.9794
H1 | V5 | case4 | pHigh | EPS
H1 | V5 | case5 | pLow | 185.208
H1 | V5 | case5 | pHigh | EPS
H1 | V5 | case6 | pLow | 202.4367
H1 | V5 | case6 | pHigh | EPS
H1 | V5 | case7 | pLow | 193.6351
H1 | V5 | case7 | pHigh | EPS
H1 | V5 | case8 | pLow | 184.8335
H1 | V5 | case8 | pHigh | EPS
H1 | V5 | case9 | pLow | 140.8255
H1 | V5 | case9 | pHigh | EPS
H1 | V5 | case10 | pLow | 96.8175
H1 | V5 | case10 | pHigh | EPS
H1 | V5 | case11 | pLow | 52.8096
H1 | V5 | case11 | pHigh | EPS
H1 | V5 | case12 | pLow | EPS
H1 | V5 | case12 | pHigh | EPS
H2 | V1 | case1 | pLow | EPS
H2 | V1 | case1 | pHigh | EPS
H2 | V1 | case2 | pLow | EPS
H2 | V1 | case2 | pHigh | EPS
H2 | V1 | case3 | pLow | EPS
H2 | V1 | case3 | pHigh | EPS
H2 | V1 | case4 | pLow | EPS
H2 | V1 | case4 | pHigh | EPS
H2 | V1 | case5 | pLow | EPS
H2 | V1 | case5 | pHigh | EPS
H2 | V1 | case6 | pLow | EPS
H2 | V1 | case6 | pHigh | EPS
H2 | V1 | case7 | pLow | EPS
H2 | V1 | case7 | pHigh | EPS
H2 | V1 | case8 | pLow | EPS
H2 | V1 | case8 | pHigh | EPS
H2 | V1 | case9 | pLow | 140.8255
H2 | V1 | case9 | pHigh | EPS
H2 | V1 | case10 | pLow | 96.8175
H2 | V1 | case10 | pHigh | EPS
H2 | V1 | case11 | pLow | 52.8096
H2 | V1 | case11 | pHigh | EPS
H2 | V1 | case12 | pLow | EPS
H2 | V1 | case12 | pHigh | EPS
H2 | V2 | case1 | pLow | EPS
H2 | V2 | case1 | pHigh | 133.5221
H2 | V2 | case2 | pLow | 142.1364
H2 | V2 | case2 | pHigh | EPS
H2 | V2 | case3 | pLow | 150.7507
H2 | V2 | case3 | pHigh | EPS
H2 | V2 | case4 | pLow | 167.9794
H2 | V2 | case4 | pHigh | EPS
H2 | V2 | case5 | pLow | 185.208
H2 | V2 | case5 | pHigh | EPS
H2 | V2 | case6 | pLow | 202.4367
H2 | V2 | case6 | pHigh | EPS
H2 | V2 | case7 | pLow | 193.6351
H2 | V2 | case7 | pHigh | EPS
H2 | V2 | case8 | pLow | 184.8335
H2 | V2 | case8 | pHigh | EPS
H2 | V2 | case9 | pLow | 140.8255
H2 | V2 | case9 | pHigh | EPS
H2 | V2 | case10 | pLow | 96.8175
H2 | V2 | case10 | pHigh | EPS
H2 | V2 | case11 | pLow | 52.8096
H2 | V2 | case11 | pHigh | EPS
H2 | V2 | case12 | pLow | EPS
H2 | V2 | case12 | pHigh | EPS
H2 | V3 | case1 | pLow | EPS
H2 | V3 | case1 | pHigh | 133.5221
H2 | V3 | case2 | pLow | 142.1364
H2 | V3 | case2 | pHigh | EPS
H2 | V3 | case3 | pLow | 150.7507
H2 | V3 | case3 | pHigh | EPS
H2 | V3 | case4 | pLow | 167.9794
H2 | V3 | case4 | pHigh | EPS
H2 | V3 | case5 | pLow | 185.208
H2 | V3 | case5 | pHigh | EPS
H2 | V3 | case6 | pLow | 202.4367
H2 | V3 | case6 | pHigh | EPS
H2 | V3 | case7 | pLow | 193.6351
H2 | V3 | case7 | pHigh | EPS
H2 | V3 | case8 | pLow | 184.8335
H2 | V3 | case8 | pHigh | EPS
H2 | V3 | case9 | pLow | 140.8255
H2 | V3 | case9 | pHigh | EPS
H2 | V3 | case10 | pLow | 96.8175
H2 | V3 | case10 | pHigh | EPS
H2 | V3 | case11 | pLow | 52.8096
H2 | V3 | case11 | pHigh | EPS
H2 | V3 | case12 | pLow | EPS
H2 | V3 | case12 | pHigh | EPS
H2 | V4 | case1 | pLow | EPS
H2 | V4 | case1 | pHigh | 133.5221
H2 | V4 | case2 | pLow | 142.1364
H2 | V4 | case2 | pHigh | EPS
H2 | V4 | case3 | pLow | 150.7507
H2 | V4 | case3 | pHigh | EPS
H2 | V4 | case4 | pLow | 167.9794
H2 | V4 | case4 | pHigh | EPS
H2 | V4 | case5 | pLow | 185.208
H2 | V4 | case5 | pHigh | EPS
H2 | V4 | case6 | pLow | 202.4367
H2 | V4 | case6 | pHigh | EPS
H2 | V4 | case7 | pLow | 193.6351
H2 | V4 | case7 | pHigh | EPS
H2 | V4 | case8 | pLow | 184.8335
H2 | V4 | case8 | pHigh | EPS
H2 | V4 | case9 | pLow | 140.8255
H2 | V4 | case9 | pHigh | EPS
H2 | V4 | case10 | pLow | 96.8175
H2 | V4 | case10 | pHigh | EPS
H2 | V4 | case11 | pLow | 52.8096
H2 | V4 | case11 | pHigh | EPS
H2 | V4 | case12 | pLow | EPS
H2 | V4 | case12 | pHigh | EPS
H2 | V5 | case1 | pLow | EPS
H2 | V5 | case1 | pHigh | 133.5221
H2 | V5 | case2 | pLow | 142.1364
H2 | V5 | case2 | pHigh | EPS
H2 | V5 | case3 | pLow | 150.7507
H2 | V5 | case3 | pHigh | EPS
H2 | V5 | case4 | pLow | 167.9794
H2 | V5 | case4 | pHigh | EPS
H2 | V5 | case5 | pLow | 185.208
H2 | V5 | case5 | pHigh | EPS
H2 | V5 | case6 | pLow | 202.4367
H2 | V5 | case6 | pHigh | EPS
H2 | V5 | case7 | pLow | 193.6351
H2 | V5 | case7 | pHigh | EPS
H2 | V5 | case8 | pLow | 184.8335
H2 | V5 | case8 | pHigh | EPS
H2 | V5 | case9 | pLow | 140.8255
H2 | V5 | case9 | pHigh | EPS
H2 | V5 | case10 | pLow | 96.8175
H2 | V5 | case10 | pHigh | EPS
H2 | V5 | case11 | pLow | 52.8096
H2 | V5 | case11 | pHigh | EPS
H2 | V5 | case12 | pLow | EPS
H2 | V5 | case12 | pHigh | EPS
H3 | V1 | case1 | pLow | EPS
H3 | V1 | case1 | pHigh | EPS
H3 | V1 | case2 | pLow | EPS
H3 | V1 | case2 | pHigh | EPS
H3 | V1 | case3 | pLow | EPS
H3 | V1 | case3 | pHigh | EPS
H3 | V1 | case4 | pLow | EPS
H3 | V1 | case4 | pHigh | EPS
H3 | V1 | case5 | pLow | EPS
H3 | V1 | case5 | pHigh | EPS
H3 | V1 | case6 | pLow | EPS
H3 | V1 | case6 | pHigh | EPS
H3 | V1 | case7 | pLow | EPS
H3 | V1 | case7 | pHigh | EPS
H3 | V1 | case8 | pLow | EPS
H3 | V1 | case8 | pHigh | EPS
H3 | V1 | case9 | pLow | 140.8255
H3 | V1 | case9 | pHigh | EPS
H3 | V1 | case10 | pLow | 96.8175
H3 | V1 | case10 | pHigh | EPS
H3 | V1 | case11 | pLow | 52.8096
H3 | V1 | case11 | pHigh | EPS
H3 | V1 | case12 | pLow | EPS
H3 | V1 | case12 | pHigh | EPS
H3 | V2 | case1 | pLow | EPS
H3 | V2 | case1 | pHigh | 133.5221
H3 | V2 | case2 | pLow | 142.1364
H3 | V2 | case2 | pHigh | EPS
H3 | V2 | case3 | pLow | 150.7507
H3 | V2 | case3 | pHigh | EPS
H3 | V2 | case4 | pLow | 167.9794
H3 | V2 | case4 | pHigh | EPS
H3 | V2 | case5 | pLow | 185.208
H3 | V2 | case5 | pHigh | EPS
H3 | V2 | case6 | pLow | 202.4367
H3 | V2 | case6 | pHigh | EPS
H3 | V2 | case7 | pLow | 193.6351
H3 | V2 | case7 | pHigh | EPS
H3 | V2 | case8 | pLow | 184.8335
H3 | V2 | case8 | pHigh | EPS
H3 | V2 | case9 | pLow | 140.8255
H3 | V2 | case9 | pHigh | EPS
H3 | V2 | case10 | pLow | 96.8175
H3 | V2 | case10 | pHigh | EPS
H3 | V2 | case11 | pLow | 52.8096
H3 | V2 | case11 | pHigh | EPS
H3 | V2 | case12 | pLow | EPS
H3 | V2 | case12 | pHigh | EPS
H3 | V3 | case1 | pLow | EPS
H3 | V3 | case1 | pHigh | 133.5221
H3 | V3 | case2 | pLow | 142.1364
H3 | V3 | case2 | pHigh | EPS
H3 | V3 | case3 | pLow | 150.7507
H3 | V3 | case3 | pHigh | EPS
H3 | V3 | case4 | pLow | 167.9794
H3 | V3 | case4 | pHigh | EPS
H3 | V3 | case5 | pLow | 185.208
H3 | V3 | case5 | pHigh | EPS
H3 | V3 | case6 | pLow | 202.4367
H3 | V3 | case6 | pHigh | EPS
H3 | V3 | case7 | pLow | 193.6351
H3 | V3 | case7 | pHigh | EPS
H3 | V3 | case8 | pLow | 184.8335
H3 | V3 | case8 | pHigh | EPS
H3 | V3 | case9 | pLow | 140.8255
H3 | V3 | case9 | pHigh | EPS
H3 | V3 | case10 | pLow | 96.8175
H3 | V3 | case10 | pHigh | EPS
H3 | V3 | case11 | pLow | 52.8096
H3 | V3 | case11 | pHigh | EPS
H3 | V3 | case12 | pLow | EPS
H3 | V3 | case12 | pHigh | EPS
H3 | V4 | case1 | pLow | EPS
H3 | V4 | case1 | pHigh | 133.5221
H3 | V4 | case2 | pLow | 142.1364
H3 | V4 | case2 | pHigh | EPS
H3 | V4 | case3 | pLow | 150.7507
H3 | V4 | case3 | pHigh | EPS
H3 | V4 | case4 | pLow | 167.9794
H3 | V4 | case4 | pHigh | EPS
H3 | V4 | case5 | pLow | 185.208
H3 | V4 | case5 | pHigh | EPS
H3 | V4 | case6 | pLow | 202.4367
H3 | V4 | case6 | pHigh | EPS
H3 | V4 | case7 | pLow | 193.6351
H3 | V4 | case7 | pHigh | EPS
H3 | V4 | case8 | pLow | 184.8335
H3 | V4 | case8 | pHigh | EPS
H3 | V4 | case9 | pLow | 140.8255
H3 | V4 | case9 | pHigh | EPS
H3 | V4 | case10 | pLow | 96.8175
H3 | V4 | case10 | pHigh | EPS
H3 | V4 | case11 | pLow | 52.8096
H3 | V4 | case11 | pHigh | EPS
H3 | V4 | case12 | pLow | EPS
H3 | V4 | case12 | pHigh | EPS
H3 | V5 | case1 | pLow | EPS
H3 | V5 | case1 | pHigh | 133.5221
H3 | V5 | case2 | pLow | 142.1364
H3 | V5 | case2 | pHigh | EPS
H3 | V5 | case3 | pLow | 150.7507
H3 | V5 | case3 | pHigh | EPS
H3 | V5 | case4 | pLow | 167.9794
H3 | V5 | case4 | pHigh | EPS
H3 | V5 | case5 | pLow | 185.208
H3 | V5 | case5 | pHigh | EPS
H3 | V5 | case6 | pLow | 202.4367
H3 | V5 | case6 | pHigh | EPS
H3 | V5 | case7 | pLow | 193.6351
H3 | V5 | case7 | pHigh | EPS
H3 | V5 | case8 | pLow | 184.8335
H3 | V5 | case8 | pHigh | EPS
H3 | V5 | case9 | pLow | 140.8255
H3 | V5 | case9 | pHigh | EPS
H3 | V5 | case10 | pLow | 96.8175
H3 | V5 | case10 | pHigh | EPS
H3 | V5 | case11 | pLow | 52.8096
H3 | V5 | case11 | pHigh | EPS
H3 | V5 | case12 | pLow | EPS
H3 | V5 | case12 | pHigh | EPS
H4 | V1 | case1 | pLow | EPS
H4 | V1 | case1 | pHigh | EPS
H4 | V1 | case2 | pLow | EPS
H4 | V1 | case2 | pHigh | EPS
H4 | V1 | case3 | pLow | EPS
H4 | V1 | case3 | pHigh | EPS
H4 | V1 | case4 | pLow | EPS
H4 | V1 | case4 | pHigh | EPS
H4 | V1 | case5 | pLow | EPS
H4 | V1 | case5 | pHigh | EPS
H4 | V1 | case6 | pLow | EPS
H4 | V1 | case6 | pHigh | EPS
H4 | V1 | case7 | pLow | EPS
H4 | V1 | case7 | pHigh | EPS
H4 | V1 | case8 | pLow | EPS
H4 | V1 | case8 | pHigh | EPS
H4 | V1 | case9 | pLow | 140.8255
H4 | V1 | case9 | pHigh | EPS
H4 | V1 | case10 | pLow | 96.8175
H4 | V1 | case10 | pHigh | EPS
H4 | V1 | case11 | pLow | 52.8096
H4 | V1 | case11 | pHigh | EPS
H4 | V1 | case12 | pLow | EPS
H4 | V1 | case12 | pHigh | EPS
H4 | V2 | case1 | pLow | EPS
H4 | V2 | case1 | pHigh | 133.5221
H4 | V2 | case2 | pLow | 142.1364
H4 | V2 | case2 | pHigh | EPS
H4 | V2 | case3 | pLow | 150.7507
H4 | V2 | case3 | pHigh | EPS
H4 | V2 | case4 | pLow | 167.9794
H4 | V2 | case4 | pHigh | EPS
H4 | V2 | case5 | pLow | 185.208
H4 | V2 | case5 | pHigh | EPS
H4 | V2 | case6 | pLow | 202.4367
H4 | V2 | case6 | pHigh | EPS
H4 | V2 | case7 | pLow | 193.6351
H4 | V2 | case7 | pHigh | EPS
H4 | V2 | case8 | pLow | 184.8335
H4 | V2 | case8 | pHigh | EPS
H4 | V2 | case9 | pLow | 140.8255
H4 | V2 | case9 | pHigh | EPS
H4 | V2 | case10 | pLow | 96.8175
H4 | V2 | case10 | pHigh | EPS
H4 | V2 | case11 | pLow | 52.8096
H4 | V2 | case11 | pHigh | EPS
H4 | V2 | case12 | pLow | EPS
H4 | V2 | case12 | pHigh | EPS
H4 | V3 | case1 | pLow | EPS
H4 | V3 | case1 | pHigh | 133.5221
H4 | V3 | case2 | pLow | 142.1364
H4 | V3 | case2 | pHigh | EPS
H4 | V3 | case3 | pLow | 150.7507
H4 | V3 | case3 | pHigh | EPS
H4 | V3 | case4 | pLow | 167.9794
H4 | V3 | case4 | pHigh | EPS
H4 | V3 | case5 | pLow | 185.208
H4 | V3 | case5 | pHigh | EPS
H4 | V3 | case6 | pLow | 202.4367
H4 | V3 | case6 | pHigh | EPS
H4 | V3 | case7 | pLow | 193.6351
H4 | V3 | case7 | pHigh | EPS
H4 | V3 | case8 | pLow | 184.8335
H4 | V3 | case8 | pHigh | EPS
H4 | V3 | case9 | pLow | 140.8255
H4 | V3 | case9 | pHigh | EPS
H4 | V3 | case10 | pLow | 96.8175
H4 | V3 | case10 | pHigh | EPS
H4 | V3 | case11 | pLow | 52.8096
H4 | V3 | case11 | pHigh | EPS
H4 | V3 | case12 | pLow | EPS
H4 | V3 | case12 | pHigh | EPS
H4 | V4 | case1 | pLow | EPS
H4 | V4 | case1 | pHigh | 133.5221
H4 | V4 | case2 | pLow | 142.1364
H4 | V4 | case2 | pHigh | EPS
H4 | V4 | case3 | pLow | 150.7507
H4 | V4 | case3 | pHigh | EPS
H4 | V4 | case4 | pLow | 167.9794
H4 | V4 | case4 | pHigh | EPS
H4 | V4 | case5 | pLow | 185.208
H4 | V4 | case5 | pHigh | EPS
H4 | V4 | case6 | pLow | 202.4367
H4 | V4 | case6 | pHigh | EPS
H4 | V4 | case7 | pLow | 193.6351
H4 | V4 | case7 | pHigh | EPS
H4 | V4 | case8 | pLow | 184.8335
H4 | V4 | case8 | pHigh | EPS
H4 | V4 | case9 | pLow | 140.8255
H4 | V4 | case9 | pHigh | EPS
H4 | V4 | case10 | pLow | 96.8175
H4 | V4 | case10 | pHigh | EPS
H4 | V4 | case11 | pLow | 52.8096
H4 | V4 | case11 | pHigh | EPS
H4 | V4 | case12 | pLow | EPS
H4 | V4 | case12 | pHigh | EPS
H4 | V5 | case1 | pLow | EPS
H4 | V5 | case1 | pHigh | 133.5221
H4 | V5 | case2 | pLow | 142.1364
H4 | V5 | case2 | pHigh | EPS
H4 | V5 | case3 | pLow | 150.7507
H4 | V5 | case3 | pHigh | EPS
H4 | V5 | case4 | pLow | 167.9794
H4 | V5 | case4 | pHigh | EPS
H4 | V5 | case5 | pLow | 185.208
H4 | V5 | case5 | pHigh | EPS
H4 | V5 | case6 | pLow | 202.4367
H4 | V5 | case6 | pHigh | EPS
H4 | V5 | case7 | pLow | 193.6351
H4 | V5 | case7 | pHigh | EPS
H4 | V5 | case8 | pLow | 184.8335
H4 | V5 | case8 | pHigh | EPS
H4 | V5 | case9 | pLow | 140.8255
H4 | V5 | case9 | pHigh | EPS
H4 | V5 | case10 | pLow | 96.8175
H4 | V5 | case10 | pHigh | EPS
H4 | V5 | case11 | pLow | 52.8096
H4 | V5 | case11 | pHigh | EPS
H4 | V5 | case12 | pLow | EPS
H4 | V5 | case12 | pHigh | EPS

## ModelResults
TOC
ModelResults | (parameter) | Store solution status of the scenarios i.e. whether the solution found is optimal or not?
Wkn | tot_vol | case | modpar | Value
H1 | V1 | case1 | ModStat | 1
H1 | V1 | case1 | SolStat | 1
H1 | V1 | case2 | ModStat | 1
H1 | V1 | case2 | SolStat | 1
H1 | V1 | case3 | ModStat | 1
H1 | V1 | case3 | SolStat | 1
H1 | V1 | case4 | ModStat | 1
H1 | V1 | case4 | SolStat | 1
H1 | V1 | case5 | ModStat | 1
H1 | V1 | case5 | SolStat | 1
H1 | V1 | case6 | ModStat | 1
H1 | V1 | case6 | SolStat | 1
H1 | V1 | case7 | ModStat | 1
H1 | V1 | case7 | SolStat | 1
H1 | V1 | case8 | ModStat | 1
H1 | V1 | case8 | SolStat | 1
H1 | V1 | case9 | ModStat | 1
H1 | V1 | case9 | SolStat | 1
H1 | V1 | case10 | ModStat | 1
H1 | V1 | case10 | SolStat | 1
H1 | V1 | case11 | ModStat | 1
H1 | V1 | case11 | SolStat | 1
H1 | V1 | case12 | ModStat | 1
H1 | V1 | case12 | SolStat | 1
H1 | V2 | case1 | ModStat | 1
H1 | V2 | case1 | SolStat | 1
H1 | V2 | case2 | ModStat | 1
H1 | V2 | case2 | SolStat | 1
H1 | V2 | case3 | ModStat | 1
H1 | V2 | case3 | SolStat | 1
H1 | V2 | case4 | ModStat | 1
H1 | V2 | case4 | SolStat | 1
H1 | V2 | case5 | ModStat | 1
H1 | V2 | case5 | SolStat | 1
H1 | V2 | case6 | ModStat | 1
H1 | V2 | case6 | SolStat | 1
H1 | V2 | case7 | ModStat | 1
H1 | V2 | case7 | SolStat | 1
H1 | V2 | case8 | ModStat | 1
H1 | V2 | case8 | SolStat | 1
H1 | V2 | case9 | ModStat | 1
H1 | V2 | case9 | SolStat | 1
H1 | V2 | case10 | ModStat | 1
H1 | V2 | case10 | SolStat | 1
H1 | V2 | case11 | ModStat | 1
H1 | V2 | case11 | SolStat | 1
H1 | V2 | case12 | ModStat | 1
H1 | V2 | case12 | SolStat | 1
H1 | V3 | case1 | ModStat | 1
H1 | V3 | case1 | SolStat | 1
H1 | V3 | case2 | ModStat | 1
H1 | V3 | case2 | SolStat | 1
H1 | V3 | case3 | ModStat | 1
H1 | V3 | case3 | SolStat | 1
H1 | V3 | case4 | ModStat | 1
H1 | V3 | case4 | SolStat | 1
H1 | V3 | case5 | ModStat | 1
H1 | V3 | case5 | SolStat | 1
H1 | V3 | case6 | ModStat | 1
H1 | V3 | case6 | SolStat | 1
H1 | V3 | case7 | ModStat | 1
H1 | V3 | case7 | SolStat | 1
H1 | V3 | case8 | ModStat | 1
H1 | V3 | case8 | SolStat | 1
H1 | V3 | case9 | ModStat | 1
H1 | V3 | case9 | SolStat | 1
H1 | V3 | case10 | ModStat | 1
H1 | V3 | case10 | SolStat | 1
H1 | V3 | case11 | ModStat | 1
H1 | V3 | case11 | SolStat | 1
H1 | V3 | case12 | ModStat | 1
H1 | V3 | case12 | SolStat | 1
H1 | V4 | case1 | ModStat | 1
H1 | V4 | case1 | SolStat | 1
H1 | V4 | case2 | ModStat | 1
H1 | V4 | case2 | SolStat | 1
H1 | V4 | case3 | ModStat | 1
H1 | V4 | case3 | SolStat | 1
H1 | V4 | case4 | ModStat | 1
H1 | V4 | case4 | SolStat | 1
H1 | V4 | case5 | ModStat | 1
H1 | V4 | case5 | SolStat | 1
H1 | V4 | case6 | ModStat | 1
H1 | V4 | case6 | SolStat | 1
H1 | V4 | case7 | ModStat | 1
H1 | V4 | case7 | SolStat | 1
H1 | V4 | case8 | ModStat | 1
H1 | V4 | case8 | SolStat | 1
H1 | V4 | case9 | ModStat | 1
H1 | V4 | case9 | SolStat | 1
H1 | V4 | case10 | ModStat | 1
H1 | V4 | case10 | SolStat | 1
H1 | V4 | case11 | ModStat | 1
H1 | V4 | case11 | SolStat | 1
H1 | V4 | case12 | ModStat | 1
H1 | V4 | case12 | SolStat | 1
H1 | V5 | case1 | ModStat | 1
H1 | V5 | case1 | SolStat | 1
H1 | V5 | case2 | ModStat | 1
H1 | V5 | case2 | SolStat | 1
H1 | V5 | case3 | ModStat | 1
H1 | V5 | case3 | SolStat | 1
H1 | V5 | case4 | ModStat | 1
H1 | V5 | case4 | SolStat | 1
H1 | V5 | case5 | ModStat | 1
H1 | V5 | case5 | SolStat | 1
H1 | V5 | case6 | ModStat | 1
H1 | V5 | case6 | SolStat | 1
H1 | V5 | case7 | ModStat | 1
H1 | V5 | case7 | SolStat | 1
H1 | V5 | case8 | ModStat | 1
H1 | V5 | case8 | SolStat | 1
H1 | V5 | case9 | ModStat | 1
H1 | V5 | case9 | SolStat | 1
H1 | V5 | case10 | ModStat | 1
H1 | V5 | case10 | SolStat | 1
H1 | V5 | case11 | ModStat | 1
H1 | V5 | case11 | SolStat | 1
H1 | V5 | case12 | ModStat | 1
H1 | V5 | case12 | SolStat | 1
H2 | V1 | case1 | ModStat | 1
H2 | V1 | case1 | SolStat | 1
H2 | V1 | case2 | ModStat | 1
H2 | V1 | case2 | SolStat | 1
H2 | V1 | case3 | ModStat | 1
H2 | V1 | case3 | SolStat | 1
H2 | V1 | case4 | ModStat | 1
H2 | V1 | case4 | SolStat | 1
H2 | V1 | case5 | ModStat | 1
H2 | V1 | case5 | SolStat | 1
H2 | V1 | case6 | ModStat | 1
H2 | V1 | case6 | SolStat | 1
H2 | V1 | case7 | ModStat | 1
H2 | V1 | case7 | SolStat | 1
H2 | V1 | case8 | ModStat | 1
H2 | V1 | case8 | SolStat | 1
H2 | V1 | case9 | ModStat | 1
H2 | V1 | case9 | SolStat | 1
H2 | V1 | case10 | ModStat | 1
H2 | V1 | case10 | SolStat | 1
H2 | V1 | case11 | ModStat | 1
H2 | V1 | case11 | SolStat | 1
H2 | V1 | case12 | ModStat | 1
H2 | V1 | case12 | SolStat | 1
H2 | V2 | case1 | ModStat | 1
H2 | V2 | case1 | SolStat | 1
H2 | V2 | case2 | ModStat | 1
H2 | V2 | case2 | SolStat | 1
H2 | V2 | case3 | ModStat | 1
H2 | V2 | case3 | SolStat | 1
H2 | V2 | case4 | ModStat | 1
H2 | V2 | case4 | SolStat | 1
H2 | V2 | case5 | ModStat | 1
H2 | V2 | case5 | SolStat | 1
H2 | V2 | case6 | ModStat | 1
H2 | V2 | case6 | SolStat | 1
H2 | V2 | case7 | ModStat | 1
H2 | V2 | case7 | SolStat | 1
H2 | V2 | case8 | ModStat | 1
H2 | V2 | case8 | SolStat | 1
H2 | V2 | case9 | ModStat | 1
H2 | V2 | case9 | SolStat | 1
H2 | V2 | case10 | ModStat | 1
H2 | V2 | case10 | SolStat | 1
H2 | V2 | case11 | ModStat | 1
H2 | V2 | case11 | SolStat | 1
H2 | V2 | case12 | ModStat | 1
H2 | V2 | case12 | SolStat | 1
H2 | V3 | case1 | ModStat | 1
H2 | V3 | case1 | SolStat | 1
H2 | V3 | case2 | ModStat | 1
H2 | V3 | case2 | SolStat | 1
H2 | V3 | case3 | ModStat | 1
H2 | V3 | case3 | SolStat | 1
H2 | V3 | case4 | ModStat | 1
H2 | V3 | case4 | SolStat | 1
H2 | V3 | case5 | ModStat | 1
H2 | V3 | case5 | SolStat | 1
H2 | V3 | case6 | ModStat | 1
H2 | V3 | case6 | SolStat | 1
H2 | V3 | case7 | ModStat | 1
H2 | V3 | case7 | SolStat | 1
H2 | V3 | case8 | ModStat | 1
H2 | V3 | case8 | SolStat | 1
H2 | V3 | case9 | ModStat | 1
H2 | V3 | case9 | SolStat | 1
H2 | V3 | case10 | ModStat | 1
H2 | V3 | case10 | SolStat | 1
H2 | V3 | case11 | ModStat | 1
H2 | V3 | case11 | SolStat | 1
H2 | V3 | case12 | ModStat | 1
H2 | V3 | case12 | SolStat | 1
H2 | V4 | case1 | ModStat | 1
H2 | V4 | case1 | SolStat | 1
H2 | V4 | case2 | ModStat | 1
H2 | V4 | case2 | SolStat | 1
H2 | V4 | case3 | ModStat | 1
H2 | V4 | case3 | SolStat | 1
H2 | V4 | case4 | ModStat | 1
H2 | V4 | case4 | SolStat | 1
H2 | V4 | case5 | ModStat | 1
H2 | V4 | case5 | SolStat | 1
H2 | V4 | case6 | ModStat | 1
H2 | V4 | case6 | SolStat | 1
H2 | V4 | case7 | ModStat | 1
H2 | V4 | case7 | SolStat | 1
H2 | V4 | case8 | ModStat | 1
H2 | V4 | case8 | SolStat | 1
H2 | V4 | case9 | ModStat | 1
H2 | V4 | case9 | SolStat | 1
H2 | V4 | case10 | ModStat | 1
H2 | V4 | case10 | SolStat | 1
H2 | V4 | case11 | ModStat | 1
H2 | V4 | case11 | SolStat | 1
H2 | V4 | case12 | ModStat | 1
H2 | V4 | case12 | SolStat | 1
H2 | V5 | case1 | ModStat | 1
H2 | V5 | case1 | SolStat | 1
H2 | V5 | case2 | ModStat | 1
H2 | V5 | case2 | SolStat | 1
H2 | V5 | case3 | ModStat | 1
H2 | V5 | case3 | SolStat | 1
H2 | V5 | case4 | ModStat | 1
H2 | V5 | case4 | SolStat | 1
H2 | V5 | case5 | ModStat | 1
H2 | V5 | case5 | SolStat | 1
H2 | V5 | case6 | ModStat | 1
H2 | V5 | case6 | SolStat | 1
H2 | V5 | case7 | ModStat | 1
H2 | V5 | case7 | SolStat | 1
H2 | V5 | case8 | ModStat | 1
H2 | V5 | case8 | SolStat | 1
H2 | V5 | case9 | ModStat | 1
H2 | V5 | case9 | SolStat | 1
H2 | V5 | case10 | ModStat | 1
H2 | V5 | case10 | SolStat | 1
H2 | V5 | case11 | ModStat | 1
H2 | V5 | case11 | SolStat | 1
H2 | V5 | case12 | ModStat | 1
H2 | V5 | case12 | SolStat | 1
H3 | V1 | case1 | ModStat | 1
H3 | V1 | case1 | SolStat | 1
H3 | V1 | case2 | ModStat | 1
H3 | V1 | case2 | SolStat | 1
H3 | V1 | case3 | ModStat | 1
H3 | V1 | case3 | SolStat | 1
H3 | V1 | case4 | ModStat | 1
H3 | V1 | case4 | SolStat | 1
H3 | V1 | case5 | ModStat | 1
H3 | V1 | case5 | SolStat | 1
H3 | V1 | case6 | ModStat | 1
H3 | V1 | case6 | SolStat | 1
H3 | V1 | case7 | ModStat | 1
H3 | V1 | case7 | SolStat | 1
H3 | V1 | case8 | ModStat | 1
H3 | V1 | case8 | SolStat | 1
H3 | V1 | case9 | ModStat | 1
H3 | V1 | case9 | SolStat | 1
H3 | V1 | case10 | ModStat | 1
H3 | V1 | case10 | SolStat | 1
H3 | V1 | case11 | ModStat | 1
H3 | V1 | case11 | SolStat | 1
H3 | V1 | case12 | ModStat | 1
H3 | V1 | case12 | SolStat | 1
H3 | V2 | case1 | ModStat | 1
H3 | V2 | case1 | SolStat | 1
H3 | V2 | case2 | ModStat | 1
H3 | V2 | case2 | SolStat | 1
H3 | V2 | case3 | ModStat | 1
H3 | V2 | case3 | SolStat | 1
H3 | V2 | case4 | ModStat | 1
H3 | V2 | case4 | SolStat | 1
H3 | V2 | case5 | ModStat | 1
H3 | V2 | case5 | SolStat | 1
H3 | V2 | case6 | ModStat | 1
H3 | V2 | case6 | SolStat | 1
H3 | V2 | case7 | ModStat | 1
H3 | V2 | case7 | SolStat | 1
H3 | V2 | case8 | ModStat | 1
H3 | V2 | case8 | SolStat | 1
H3 | V2 | case9 | ModStat | 1
H3 | V2 | case9 | SolStat | 1
H3 | V2 | case10 | ModStat | 1
H3 | V2 | case10 | SolStat | 1
H3 | V2 | case11 | ModStat | 1
H3 | V2 | case11 | SolStat | 1
H3 | V2 | case12 | ModStat | 1
H3 | V2 | case12 | SolStat | 1
H3 | V3 | case1 | ModStat | 1
H3 | V3 | case1 | SolStat | 1
H3 | V3 | case2 | ModStat | 1
H3 | V3 | case2 | SolStat | 1
H3 | V3 | case3 | ModStat | 1
H3 | V3 | case3 | SolStat | 1
H3 | V3 | case4 | ModStat | 1
H3 | V3 | case4 | SolStat | 1
H3 | V3 | case5 | ModStat | 1
H3 | V3 | case5 | SolStat | 1
H3 | V3 | case6 | ModStat | 1
H3 | V3 | case6 | SolStat | 1
H3 | V3 | case7 | ModStat | 1
H3 | V3 | case7 | SolStat | 1
H3 | V3 | case8 | ModStat | 1
H3 | V3 | case8 | SolStat | 1
H3 | V3 | case9 | ModStat | 1
H3 | V3 | case9 | SolStat | 1
H3 | V3 | case10 | ModStat | 1
H3 | V3 | case10 | SolStat | 1
H3 | V3 | case11 | ModStat | 1
H3 | V3 | case11 | SolStat | 1
H3 | V3 | case12 | ModStat | 1
H3 | V3 | case12 | SolStat | 1
H3 | V4 | case1 | ModStat | 1
H3 | V4 | case1 | SolStat | 1
H3 | V4 | case2 | ModStat | 1
H3 | V4 | case2 | SolStat | 1
H3 | V4 | case3 | ModStat | 1
H3 | V4 | case3 | SolStat | 1
H3 | V4 | case4 | ModStat | 1
H3 | V4 | case4 | SolStat | 1
H3 | V4 | case5 | ModStat | 1
H3 | V4 | case5 | SolStat | 1
H3 | V4 | case6 | ModStat | 1
H3 | V4 | case6 | SolStat | 1
H3 | V4 | case7 | ModStat | 1
H3 | V4 | case7 | SolStat | 1
H3 | V4 | case8 | ModStat | 1
H3 | V4 | case8 | SolStat | 1
H3 | V4 | case9 | ModStat | 1
H3 | V4 | case9 | SolStat | 1
H3 | V4 | case10 | ModStat | 1
H3 | V4 | case10 | SolStat | 1
H3 | V4 | case11 | ModStat | 1
H3 | V4 | case11 | SolStat | 1
H3 | V4 | case12 | ModStat | 1
H3 | V4 | case12 | SolStat | 1
H3 | V5 | case1 | ModStat | 1
H3 | V5 | case1 | SolStat | 1
H3 | V5 | case2 | ModStat | 1
H3 | V5 | case2 | SolStat | 1
H3 | V5 | case3 | ModStat | 1
H3 | V5 | case3 | SolStat | 1
H3 | V5 | case4 | ModStat | 1
H3 | V5 | case4 | SolStat | 1
H3 | V5 | case5 | ModStat | 1
H3 | V5 | case5 | SolStat | 1
H3 | V5 | case6 | ModStat | 1
H3 | V5 | case6 | SolStat | 1
H3 | V5 | case7 | ModStat | 1
H3 | V5 | case7 | SolStat | 1
H3 | V5 | case8 | ModStat | 1
H3 | V5 | case8 | SolStat | 1
H3 | V5 | case9 | ModStat | 1
H3 | V5 | case9 | SolStat | 1
H3 | V5 | case10 | ModStat | 1
H3 | V5 | case10 | SolStat | 1
H3 | V5 | case11 | ModStat | 1
H3 | V5 | case11 | SolStat | 1
H3 | V5 | case12 | ModStat | 1
H3 | V5 | case12 | SolStat | 1
H4 | V1 | case1 | ModStat | 1
H4 | V1 | case1 | SolStat | 1
H4 | V1 | case2 | ModStat | 1
H4 | V1 | case2 | SolStat | 1
H4 | V1 | case3 | ModStat | 1
H4 | V1 | case3 | SolStat | 1
H4 | V1 | case4 | ModStat | 1
H4 | V1 | case4 | SolStat | 1
H4 | V1 | case5 | ModStat | 1
H4 | V1 | case5 | SolStat | 1
H4 | V1 | case6 | ModStat | 1
H4 | V1 | case6 | SolStat | 1
H4 | V1 | case7 | ModStat | 1
H4 | V1 | case7 | SolStat | 1
H4 | V1 | case8 | ModStat | 1
H4 | V1 | case8 | SolStat | 1
H4 | V1 | case9 | ModStat | 1
H4 | V1 | case9 | SolStat | 1
H4 | V1 | case10 | ModStat | 1
H4 | V1 | case10 | SolStat | 1
H4 | V1 | case11 | ModStat | 1
H4 | V1 | case11 | SolStat | 1
H4 | V1 | case12 | ModStat | 1
H4 | V1 | case12 | SolStat | 1
H4 | V2 | case1 | ModStat | 1
H4 | V2 | case1 | SolStat | 1
H4 | V2 | case2 | ModStat | 1
H4 | V2 | case2 | SolStat | 1
H4 | V2 | case3 | ModStat | 1
H4 | V2 | case3 | SolStat | 1
H4 | V2 | case4 | ModStat | 1
H4 | V2 | case4 | SolStat | 1
H4 | V2 | case5 | ModStat | 1
H4 | V2 | case5 | SolStat | 1
H4 | V2 | case6 | ModStat | 1
H4 | V2 | case6 | SolStat | 1
H4 | V2 | case7 | ModStat | 1
H4 | V2 | case7 | SolStat | 1
H4 | V2 | case8 | ModStat | 1
H4 | V2 | case8 | SolStat | 1
H4 | V2 | case9 | ModStat | 1
H4 | V2 | case9 | SolStat | 1
H4 | V2 | case10 | ModStat | 1
H4 | V2 | case10 | SolStat | 1
H4 | V2 | case11 | ModStat | 1
H4 | V2 | case11 | SolStat | 1
H4 | V2 | case12 | ModStat | 1
H4 | V2 | case12 | SolStat | 1
H4 | V3 | case1 | ModStat | 1
H4 | V3 | case1 | SolStat | 1
H4 | V3 | case2 | ModStat | 1
H4 | V3 | case2 | SolStat | 1
H4 | V3 | case3 | ModStat | 1
H4 | V3 | case3 | SolStat | 1
H4 | V3 | case4 | ModStat | 1
H4 | V3 | case4 | SolStat | 1
H4 | V3 | case5 | ModStat | 1
H4 | V3 | case5 | SolStat | 1
H4 | V3 | case6 | ModStat | 1
H4 | V3 | case6 | SolStat | 1
H4 | V3 | case7 | ModStat | 1
H4 | V3 | case7 | SolStat | 1
H4 | V3 | case8 | ModStat | 1
H4 | V3 | case8 | SolStat | 1
H4 | V3 | case9 | ModStat | 1
H4 | V3 | case9 | SolStat | 1
H4 | V3 | case10 | ModStat | 1
H4 | V3 | case10 | SolStat | 1
H4 | V3 | case11 | ModStat | 1
H4 | V3 | case11 | SolStat | 1
H4 | V3 | case12 | ModStat | 1
H4 | V3 | case12 | SolStat | 1
H4 | V4 | case1 | ModStat | 1
H4 | V4 | case1 | SolStat | 1
H4 | V4 | case2 | ModStat | 1
H4 | V4 | case2 | SolStat | 1
H4 | V4 | case3 | ModStat | 1
H4 | V4 | case3 | SolStat | 1
H4 | V4 | case4 | ModStat | 1
H4 | V4 | case4 | SolStat | 1
H4 | V4 | case5 | ModStat | 1
H4 | V4 | case5 | SolStat | 1
H4 | V4 | case6 | ModStat | 1
H4 | V4 | case6 | SolStat | 1
H4 | V4 | case7 | ModStat | 1
H4 | V4 | case7 | SolStat | 1
H4 | V4 | case8 | ModStat | 1
H4 | V4 | case8 | SolStat | 1
H4 | V4 | case9 | ModStat | 1
H4 | V4 | case9 | SolStat | 1
H4 | V4 | case10 | ModStat | 1
H4 | V4 | case10 | SolStat | 1
H4 | V4 | case11 | ModStat | 1
H4 | V4 | case11 | SolStat | 1
H4 | V4 | case12 | ModStat | 1
H4 | V4 | case12 | SolStat | 1
H4 | V5 | case1 | ModStat | 1
H4 | V5 | case1 | SolStat | 1
H4 | V5 | case2 | ModStat | 1
H4 | V5 | case2 | SolStat | 1
H4 | V5 | case3 | ModStat | 1
H4 | V5 | case3 | SolStat | 1
H4 | V5 | case4 | ModStat | 1
H4 | V5 | case4 | SolStat | 1
H4 | V5 | case5 | ModStat | 1
H4 | V5 | case5 | SolStat | 1
H4 | V5 | case6 | ModStat | 1
H4 | V5 | case6 | SolStat | 1
H4 | V5 | case7 | ModStat | 1
H4 | V5 | case7 | SolStat | 1
H4 | V5 | case8 | ModStat | 1
H4 | V5 | case8 | SolStat | 1
H4 | V5 | case9 | ModStat | 1
H4 | V5 | case9 | SolStat | 1
H4 | V5 | case10 | ModStat | 1
H4 | V5 | case10 | SolStat | 1
H4 | V5 | case11 | ModStat | 1
H4 | V5 | case11 | SolStat | 1
H4 | V5 | case12 | ModStat | 1
H4 | V5 | case12 | SolStat | 1

## modpar
TOC
modpar | (set) | Saving model status for each of the scenario solution
dim1
ModStat | Model Status
SolStat | Solve Status

## Num_steady
TOC
Num_steady | (parameter) | Number of steady low flow days
case | Value
case2 | 1
case3 | 2
case4 | 4
case5 | 6
case6 | 8
case7 | 9
case8 | 10
case9 | 15
case10 | 20
case11 | 25
case12 | 31

## p
TOC
p | (set) | time period during a day
dim1
pLow | Low flow period
pHigh | High flow period

## RStore_steady
TOC
RStore_steady | (parameter) | Store Release values during steady flow days over different cases(cfs)
Wkn | tot_vol | case | p | Value
H1 | V1 | case1 | pLow | EPS
H1 | V1 | case1 | pHigh | EPS
H1 | V1 | case2 | pLow | 8000
H1 | V1 | case2 | pHigh | 8000
H1 | V1 | case3 | pLow | 8000
H1 | V1 | case3 | pHigh | 8000
H1 | V1 | case4 | pLow | 8000
H1 | V1 | case4 | pHigh | 8000
H1 | V1 | case5 | pLow | 8000
H1 | V1 | case5 | pHigh | 8000
H1 | V1 | case6 | pLow | 8000
H1 | V1 | case6 | pHigh | 8000
H1 | V1 | case7 | pLow | 8000
H1 | V1 | case7 | pHigh | 8000
H1 | V1 | case8 | pLow | 8037.7267
H1 | V1 | case8 | pHigh | 8037.7267
H1 | V1 | case9 | pLow | 8897.9418
H1 | V1 | case9 | pHigh | 8897.9418
H1 | V1 | case10 | pLow | 9758.1568
H1 | V1 | case10 | pHigh | 9758.1568
H1 | V1 | case11 | pLow | 10618.3719
H1 | V1 | case11 | pHigh | 10618.3719
H1 | V1 | case12 | pLow | 11650.6299
H1 | V1 | case12 | pHigh | 11650.6299
H1 | V2 | case1 | pLow | EPS
H1 | V2 | case1 | pHigh | EPS
H1 | V2 | case2 | pLow | 8231.5391
H1 | V2 | case2 | pHigh | 8231.5391
H1 | V2 | case3 | pLow | 8403.5821
H1 | V2 | case3 | pHigh | 8403.5821
H1 | V2 | case4 | pLow | 8747.6681
H1 | V2 | case4 | pHigh | 8747.6681
H1 | V2 | case5 | pLow | 9091.7541
H1 | V2 | case5 | pHigh | 9091.7541
H1 | V2 | case6 | pLow | 9435.8401
H1 | V2 | case6 | pHigh | 9435.8401
H1 | V2 | case7 | pLow | 9607.8831
H1 | V2 | case7 | pHigh | 9607.8831
H1 | V2 | case8 | pLow | 9779.9262
H1 | V2 | case8 | pHigh | 9779.9262
H1 | V2 | case9 | pLow | 10640.1412
H1 | V2 | case9 | pHigh | 10640.1412
H1 | V2 | case10 | pLow | 11500.3563
H1 | V2 | case10 | pHigh | 11500.3563
H1 | V2 | case11 | pLow | 12360.5713
H1 | V2 | case11 | pHigh | 12360.5713
H1 | V2 | case12 | pLow | 13392.8294
H1 | V2 | case12 | pHigh | 13392.8294
H1 | V3 | case1 | pLow | EPS
H1 | V3 | case1 | pHigh | EPS
H1 | V3 | case2 | pLow | 10137.0288
H1 | V3 | case2 | pHigh | 10137.0288
H1 | V3 | case3 | pLow | 10309.0718
H1 | V3 | case3 | pHigh | 10309.0718
H1 | V3 | case4 | pLow | 10653.1578
H1 | V3 | case4 | pHigh | 10653.1578
H1 | V3 | case5 | pLow | 10997.2438
H1 | V3 | case5 | pHigh | 10997.2438
H1 | V3 | case6 | pLow | 11341.3298
H1 | V3 | case6 | pHigh | 11341.3298
H1 | V3 | case7 | pLow | 11513.3728
H1 | V3 | case7 | pHigh | 11513.3728
H1 | V3 | case8 | pLow | 11685.4159
H1 | V3 | case8 | pHigh | 11685.4159
H1 | V3 | case9 | pLow | 12545.6309
H1 | V3 | case9 | pHigh | 12545.6309
H1 | V3 | case10 | pLow | 13405.846
H1 | V3 | case10 | pHigh | 13405.846
H1 | V3 | case11 | pLow | 14266.061
H1 | V3 | case11 | pHigh | 14266.061
H1 | V3 | case12 | pLow | 15298.3191
H1 | V3 | case12 | pHigh | 15298.3191
H1 | V4 | case1 | pLow | EPS
H1 | V4 | case1 | pHigh | EPS
H1 | V4 | case2 | pLow | 11032.5172
H1 | V4 | case2 | pHigh | 11032.5172
H1 | V4 | case3 | pLow | 11204.5602
H1 | V4 | case3 | pHigh | 11204.5602
H1 | V4 | case4 | pLow | 11548.6462
H1 | V4 | case4 | pHigh | 11548.6462
H1 | V4 | case5 | pLow | 11892.7322
H1 | V4 | case5 | pHigh | 11892.7322
H1 | V4 | case6 | pLow | 12236.8182
H1 | V4 | case6 | pHigh | 12236.8182
H1 | V4 | case7 | pLow | 12408.8613
H1 | V4 | case7 | pHigh | 12408.8613
H1 | V4 | case8 | pLow | 12580.9043
H1 | V4 | case8 | pHigh | 12580.9043
H1 | V4 | case9 | pLow | 13441.1193
H1 | V4 | case9 | pHigh | 13441.1193
H1 | V4 | case10 | pLow | 14301.3344
H1 | V4 | case10 | pHigh | 14301.3344
H1 | V4 | case11 | pLow | 15161.5494
H1 | V4 | case11 | pHigh | 15161.5494
H1 | V4 | case12 | pLow | 16193.8075
H1 | V4 | case12 | pHigh | 16193.8075
H1 | V5 | case1 | pLow | EPS
H1 | V5 | case1 | pHigh | EPS
H1 | V5 | case2 | pLow | 12651.8979
H1 | V5 | case2 | pHigh | 12651.8979
H1 | V5 | case3 | pLow | 12823.9409
H1 | V5 | case3 | pHigh | 12823.9409
H1 | V5 | case4 | pLow | 13168.0269
H1 | V5 | case4 | pHigh | 13168.0269
H1 | V5 | case5 | pLow | 13512.113
H1 | V5 | case5 | pHigh | 13512.113
H1 | V5 | case6 | pLow | 13856.199
H1 | V5 | case6 | pHigh | 13856.199
H1 | V5 | case7 | pLow | 14028.242
H1 | V5 | case7 | pHigh | 14028.242
H1 | V5 | case8 | pLow | 14200.285
H1 | V5 | case8 | pHigh | 14200.285
H1 | V5 | case9 | pLow | 15060.5001
H1 | V5 | case9 | pHigh | 15060.5001
H1 | V5 | case10 | pLow | 15920.7151
H1 | V5 | case10 | pHigh | 15920.7151
H1 | V5 | case11 | pLow | 16780.9302
H1 | V5 | case11 | pHigh | 16780.9302
H1 | V5 | case12 | pLow | 17813.1882
H1 | V5 | case12 | pHigh | 17813.1882
H2 | V1 | case1 | pLow | EPS
H2 | V1 | case1 | pHigh | EPS
H2 | V1 | case2 | pLow | 8500
H2 | V1 | case2 | pHigh | 8500
H2 | V1 | case3 | pLow | 8500
H2 | V1 | case3 | pHigh | 8500
H2 | V1 | case4 | pLow | 8500
H2 | V1 | case4 | pHigh | 8500
H2 | V1 | case5 | pLow | 8500
H2 | V1 | case5 | pHigh | 8500
H2 | V1 | case6 | pLow | 8500
H2 | V1 | case6 | pHigh | 8500
H2 | V1 | case7 | pLow | 8500
H2 | V1 | case7 | pHigh | 8500
H2 | V1 | case8 | pLow | 8500
H2 | V1 | case8 | pHigh | 8500
H2 | V1 | case9 | pLow | 9156.0063
H2 | V1 | case9 | pHigh | 9156.0063
H2 | V1 | case10 | pLow | 9935.5762
H2 | V1 | case10 | pHigh | 9935.5762
H2 | V1 | case11 | pLow | 10715.1461
H2 | V1 | case11 | pHigh | 10715.1461
H2 | V1 | case12 | pLow | 11650.6299
H2 | V1 | case12 | pHigh | 11650.6299
H2 | V2 | case1 | pLow | EPS
H2 | V2 | case1 | pHigh | EPS
H2 | V2 | case2 | pLow | 8715.41
H2 | V2 | case2 | pHigh | 8715.41
H2 | V2 | case3 | pLow | 8871.324
H2 | V2 | case3 | pHigh | 8871.324
H2 | V2 | case4 | pLow | 9183.152
H2 | V2 | case4 | pHigh | 9183.152
H2 | V2 | case5 | pLow | 9494.9799
H2 | V2 | case5 | pHigh | 9494.9799
H2 | V2 | case6 | pLow | 9806.8079
H2 | V2 | case6 | pHigh | 9806.8079
H2 | V2 | case7 | pLow | 9962.7219
H2 | V2 | case7 | pHigh | 9962.7219
H2 | V2 | case8 | pLow | 10118.6358
H2 | V2 | case8 | pHigh | 10118.6358
H2 | V2 | case9 | pLow | 10898.2057
H2 | V2 | case9 | pHigh | 10898.2057
H2 | V2 | case10 | pLow | 11677.7756
H2 | V2 | case10 | pHigh | 11677.7756
H2 | V2 | case11 | pLow | 12457.3455
H2 | V2 | case11 | pHigh | 12457.3455
H2 | V2 | case12 | pLow | 13392.8294
H2 | V2 | case12 | pHigh | 13392.8294
H2 | V3 | case1 | pLow | EPS
H2 | V3 | case1 | pHigh | EPS
H2 | V3 | case2 | pLow | 10620.8997
H2 | V3 | case2 | pHigh | 10620.8997
H2 | V3 | case3 | pLow | 10776.8137
H2 | V3 | case3 | pHigh | 10776.8137
H2 | V3 | case4 | pLow | 11088.6417
H2 | V3 | case4 | pHigh | 11088.6417
H2 | V3 | case5 | pLow | 11400.4696
H2 | V3 | case5 | pHigh | 11400.4696
H2 | V3 | case6 | pLow | 11712.2976
H2 | V3 | case6 | pHigh | 11712.2976
H2 | V3 | case7 | pLow | 11868.2116
H2 | V3 | case7 | pHigh | 11868.2116
H2 | V3 | case8 | pLow | 12024.1255
H2 | V3 | case8 | pHigh | 12024.1255
H2 | V3 | case9 | pLow | 12803.6954
H2 | V3 | case9 | pHigh | 12803.6954
H2 | V3 | case10 | pLow | 13583.2653
H2 | V3 | case10 | pHigh | 13583.2653
H2 | V3 | case11 | pLow | 14362.8352
H2 | V3 | case11 | pHigh | 14362.8352
H2 | V3 | case12 | pLow | 15298.3191
H2 | V3 | case12 | pHigh | 15298.3191
H2 | V4 | case1 | pLow | EPS
H2 | V4 | case1 | pHigh | EPS
H2 | V4 | case2 | pLow | 11516.3881
H2 | V4 | case2 | pHigh | 11516.3881
H2 | V4 | case3 | pLow | 11672.3021
H2 | V4 | case3 | pHigh | 11672.3021
H2 | V4 | case4 | pLow | 11984.1301
H2 | V4 | case4 | pHigh | 11984.1301
H2 | V4 | case5 | pLow | 12295.958
H2 | V4 | case5 | pHigh | 12295.958
H2 | V4 | case6 | pLow | 12607.786
H2 | V4 | case6 | pHigh | 12607.786
H2 | V4 | case7 | pLow | 12763.7
H2 | V4 | case7 | pHigh | 12763.7
H2 | V4 | case8 | pLow | 12919.6139
H2 | V4 | case8 | pHigh | 12919.6139
H2 | V4 | case9 | pLow | 13699.1838
H2 | V4 | case9 | pHigh | 13699.1838
H2 | V4 | case10 | pLow | 14478.7537
H2 | V4 | case10 | pHigh | 14478.7537
H2 | V4 | case11 | pLow | 15258.3236
H2 | V4 | case11 | pHigh | 15258.3236
H2 | V4 | case12 | pLow | 16193.8075
H2 | V4 | case12 | pHigh | 16193.8075
H2 | V5 | case1 | pLow | EPS
H2 | V5 | case1 | pHigh | EPS
H2 | V5 | case2 | pLow | 13135.7689
H2 | V5 | case2 | pHigh | 13135.7689
H2 | V5 | case3 | pLow | 13291.6829
H2 | V5 | case3 | pHigh | 13291.6829
H2 | V5 | case4 | pLow | 13603.5108
H2 | V5 | case4 | pHigh | 13603.5108
H2 | V5 | case5 | pLow | 13915.3388
H2 | V5 | case5 | pHigh | 13915.3388
H2 | V5 | case6 | pLow | 14227.1667
H2 | V5 | case6 | pHigh | 14227.1667
H2 | V5 | case7 | pLow | 14383.0807
H2 | V5 | case7 | pHigh | 14383.0807
H2 | V5 | case8 | pLow | 14538.9947
H2 | V5 | case8 | pHigh | 14538.9947
H2 | V5 | case9 | pLow | 15318.5646
H2 | V5 | case9 | pHigh | 15318.5646
H2 | V5 | case10 | pLow | 16098.1345
H2 | V5 | case10 | pHigh | 16098.1345
H2 | V5 | case11 | pLow | 16877.7044
H2 | V5 | case11 | pHigh | 16877.7044
H2 | V5 | case12 | pLow | 17813.1882
H2 | V5 | case12 | pHigh | 17813.1882
H3 | V1 | case1 | pLow | EPS
H3 | V1 | case1 | pHigh | EPS
H3 | V1 | case2 | pLow | 8750
H3 | V1 | case2 | pHigh | 8750
H3 | V1 | case3 | pLow | 8750
H3 | V1 | case3 | pHigh | 8750
H3 | V1 | case4 | pLow | 8750
H3 | V1 | case4 | pHigh | 8750
H3 | V1 | case5 | pLow | 8750
H3 | V1 | case5 | pHigh | 8750
H3 | V1 | case6 | pLow | 8750
H3 | V1 | case6 | pHigh | 8750
H3 | V1 | case7 | pLow | 8750
H3 | V1 | case7 | pHigh | 8750
H3 | V1 | case8 | pLow | 8750
H3 | V1 | case8 | pHigh | 8750
H3 | V1 | case9 | pLow | 9285.0385
H3 | V1 | case9 | pHigh | 9285.0385
H3 | V1 | case10 | pLow | 10024.2859
H3 | V1 | case10 | pHigh | 10024.2859
H3 | V1 | case11 | pLow | 10763.5332
H3 | V1 | case11 | pHigh | 10763.5332
H3 | V1 | case12 | pLow | 11650.6299
H3 | V1 | case12 | pHigh | 11650.6299
H3 | V2 | case1 | pLow | EPS
H3 | V2 | case1 | pHigh | EPS
H3 | V2 | case2 | pLow | 8957.3455
H3 | V2 | case2 | pHigh | 8957.3455
H3 | V2 | case3 | pLow | 9105.195
H3 | V2 | case3 | pHigh | 9105.195
H3 | V2 | case4 | pLow | 9400.8939
H3 | V2 | case4 | pHigh | 9400.8939
H3 | V2 | case5 | pLow | 9696.5928
H3 | V2 | case5 | pHigh | 9696.5928
H3 | V2 | case6 | pLow | 9992.2917
H3 | V2 | case6 | pHigh | 9992.2917
H3 | V2 | case7 | pLow | 10140.1412
H3 | V2 | case7 | pHigh | 10140.1412
H3 | V2 | case8 | pLow | 10287.9907
H3 | V2 | case8 | pHigh | 10287.9907
H3 | V2 | case9 | pLow | 11027.238
H3 | V2 | case9 | pHigh | 11027.238
H3 | V2 | case10 | pLow | 11766.4853
H3 | V2 | case10 | pHigh | 11766.4853
H3 | V2 | case11 | pLow | 12505.7326
H3 | V2 | case11 | pHigh | 12505.7326
H3 | V2 | case12 | pLow | 13392.8294
H3 | V2 | case12 | pHigh | 13392.8294
H3 | V3 | case1 | pLow | EPS
H3 | V3 | case1 | pHigh | EPS
H3 | V3 | case2 | pLow | 10862.8352
H3 | V3 | case2 | pHigh | 10862.8352
H3 | V3 | case3 | pLow | 11010.6847
H3 | V3 | case3 | pHigh | 11010.6847
H3 | V3 | case4 | pLow | 11306.3836
H3 | V3 | case4 | pHigh | 11306.3836
H3 | V3 | case5 | pLow | 11602.0825
H3 | V3 | case5 | pHigh | 11602.0825
H3 | V3 | case6 | pLow | 11897.7814
H3 | V3 | case6 | pHigh | 11897.7814
H3 | V3 | case7 | pLow | 12045.6309
H3 | V3 | case7 | pHigh | 12045.6309
H3 | V3 | case8 | pLow | 12193.4804
H3 | V3 | case8 | pHigh | 12193.4804
H3 | V3 | case9 | pLow | 12932.7277
H3 | V3 | case9 | pHigh | 12932.7277
H3 | V3 | case10 | pLow | 13671.975
H3 | V3 | case10 | pHigh | 13671.975
H3 | V3 | case11 | pLow | 14411.2223
H3 | V3 | case11 | pHigh | 14411.2223
H3 | V3 | case12 | pLow | 15298.3191
H3 | V3 | case12 | pHigh | 15298.3191
H3 | V4 | case1 | pLow | EPS
H3 | V4 | case1 | pHigh | EPS
H3 | V4 | case2 | pLow | 11758.3236
H3 | V4 | case2 | pHigh | 11758.3236
H3 | V4 | case3 | pLow | 11906.1731
H3 | V4 | case3 | pHigh | 11906.1731
H3 | V4 | case4 | pLow | 12201.872
H3 | V4 | case4 | pHigh | 12201.872
H3 | V4 | case5 | pLow | 12497.5709
H3 | V4 | case5 | pHigh | 12497.5709
H3 | V4 | case6 | pLow | 12793.2699
H3 | V4 | case6 | pHigh | 12793.2699
H3 | V4 | case7 | pLow | 12941.1193
H3 | V4 | case7 | pHigh | 12941.1193
H3 | V4 | case8 | pLow | 13088.9688
H3 | V4 | case8 | pHigh | 13088.9688
H3 | V4 | case9 | pLow | 13828.2161
H3 | V4 | case9 | pHigh | 13828.2161
H3 | V4 | case10 | pLow | 14567.4634
H3 | V4 | case10 | pHigh | 14567.4634
H3 | V4 | case11 | pLow | 15306.7107
H3 | V4 | case11 | pHigh | 15306.7107
H3 | V4 | case12 | pLow | 16193.8075
H3 | V4 | case12 | pHigh | 16193.8075
H3 | V5 | case1 | pLow | EPS
H3 | V5 | case1 | pHigh | EPS
H3 | V5 | case2 | pLow | 13377.7044
H3 | V5 | case2 | pHigh | 13377.7044
H3 | V5 | case3 | pLow | 13525.5538
H3 | V5 | case3 | pHigh | 13525.5538
H3 | V5 | case4 | pLow | 13821.2528
H3 | V5 | case4 | pHigh | 13821.2528
H3 | V5 | case5 | pLow | 14116.9517
H3 | V5 | case5 | pHigh | 14116.9517
H3 | V5 | case6 | pLow | 14412.6506
H3 | V5 | case6 | pHigh | 14412.6506
H3 | V5 | case7 | pLow | 14560.5001
H3 | V5 | case7 | pHigh | 14560.5001
H3 | V5 | case8 | pLow | 14708.3495
H3 | V5 | case8 | pHigh | 14708.3495
H3 | V5 | case9 | pLow | 15447.5968
H3 | V5 | case9 | pHigh | 15447.5968
H3 | V5 | case10 | pLow | 16186.8442
H3 | V5 | case10 | pHigh | 16186.8442
H3 | V5 | case11 | pLow | 16926.0915
H3 | V5 | case11 | pHigh | 16926.0915
H3 | V5 | case12 | pLow | 17813.1882
H3 | V5 | case12 | pHigh | 17813.1882
H4 | V1 | case1 | pLow | EPS
H4 | V1 | case1 | pHigh | EPS
H4 | V1 | case2 | pLow | 9000
H4 | V1 | case2 | pHigh | 9000
H4 | V1 | case3 | pLow | 9000
H4 | V1 | case3 | pHigh | 9000
H4 | V1 | case4 | pLow | 9000
H4 | V1 | case4 | pHigh | 9000
H4 | V1 | case5 | pLow | 9000
H4 | V1 | case5 | pHigh | 9000
H4 | V1 | case6 | pLow | 9000
H4 | V1 | case6 | pHigh | 9000
H4 | V1 | case7 | pLow | 9000
H4 | V1 | case7 | pHigh | 9000
H4 | V1 | case8 | pLow | 9000
H4 | V1 | case8 | pHigh | 9000
H4 | V1 | case9 | pLow | 9414.0708
H4 | V1 | case9 | pHigh | 9414.0708
H4 | V1 | case10 | pLow | 10112.9955
H4 | V1 | case10 | pHigh | 10112.9955
H4 | V1 | case11 | pLow | 10811.9203
H4 | V1 | case11 | pHigh | 10811.9203
H4 | V1 | case12 | pLow | 11650.6299
H4 | V1 | case12 | pHigh | 11650.6299
H4 | V2 | case1 | pLow | EPS
H4 | V2 | case1 | pHigh | EPS
H4 | V2 | case2 | pLow | 9199.281
H4 | V2 | case2 | pHigh | 9199.281
H4 | V2 | case3 | pLow | 9339.0659
H4 | V2 | case3 | pHigh | 9339.0659
H4 | V2 | case4 | pLow | 9618.6358
H4 | V2 | case4 | pHigh | 9618.6358
H4 | V2 | case5 | pLow | 9898.2057
H4 | V2 | case5 | pHigh | 9898.2057
H4 | V2 | case6 | pLow | 10177.7756
H4 | V2 | case6 | pHigh | 10177.7756
H4 | V2 | case7 | pLow | 10317.5606
H4 | V2 | case7 | pHigh | 10317.5606
H4 | V2 | case8 | pLow | 10457.3455
H4 | V2 | case8 | pHigh | 10457.3455
H4 | V2 | case9 | pLow | 11156.2702
H4 | V2 | case9 | pHigh | 11156.2702
H4 | V2 | case10 | pLow | 11855.195
H4 | V2 | case10 | pHigh | 11855.195
H4 | V2 | case11 | pLow | 12554.1197
H4 | V2 | case11 | pHigh | 12554.1197
H4 | V2 | case12 | pLow | 13392.8294
H4 | V2 | case12 | pHigh | 13392.8294
H4 | V3 | case1 | pLow | EPS
H4 | V3 | case1 | pHigh | EPS
H4 | V3 | case2 | pLow | 11104.7707
H4 | V3 | case2 | pHigh | 11104.7707
H4 | V3 | case3 | pLow | 11244.5556
H4 | V3 | case3 | pHigh | 11244.5556
H4 | V3 | case4 | pLow | 11524.1255
H4 | V3 | case4 | pHigh | 11524.1255
H4 | V3 | case5 | pLow | 11803.6954
H4 | V3 | case5 | pHigh | 11803.6954
H4 | V3 | case6 | pLow | 12083.2653
H4 | V3 | case6 | pHigh | 12083.2653
H4 | V3 | case7 | pLow | 12223.0503
H4 | V3 | case7 | pHigh | 12223.0503
H4 | V3 | case8 | pLow | 12362.8352
H4 | V3 | case8 | pHigh | 12362.8352
H4 | V3 | case9 | pLow | 13061.7599
H4 | V3 | case9 | pHigh | 13061.7599
H4 | V3 | case10 | pLow | 13760.6847
H4 | V3 | case10 | pHigh | 13760.6847
H4 | V3 | case11 | pLow | 14459.6094
H4 | V3 | case11 | pHigh | 14459.6094
H4 | V3 | case12 | pLow | 15298.3191
H4 | V3 | case12 | pHigh | 15298.3191
H4 | V4 | case1 | pLow | EPS
H4 | V4 | case1 | pHigh | EPS
H4 | V4 | case2 | pLow | 12000.2591
H4 | V4 | case2 | pHigh | 12000.2591
H4 | V4 | case3 | pLow | 12140.044
H4 | V4 | case3 | pHigh | 12140.044
H4 | V4 | case4 | pLow | 12419.6139
H4 | V4 | case4 | pHigh | 12419.6139
H4 | V4 | case5 | pLow | 12699.1838
H4 | V4 | case5 | pHigh | 12699.1838
H4 | V4 | case6 | pLow | 12978.7537
H4 | V4 | case6 | pHigh | 12978.7537
H4 | V4 | case7 | pLow | 13118.5387
H4 | V4 | case7 | pHigh | 13118.5387
H4 | V4 | case8 | pLow | 13258.3236
H4 | V4 | case8 | pHigh | 13258.3236
H4 | V4 | case9 | pLow | 13957.2483
H4 | V4 | case9 | pHigh | 13957.2483
H4 | V4 | case10 | pLow | 14656.1731
H4 | V4 | case10 | pHigh | 14656.1731
H4 | V4 | case11 | pLow | 15355.0978
H4 | V4 | case11 | pHigh | 15355.0978
H4 | V4 | case12 | pLow | 16193.8075
H4 | V4 | case12 | pHigh | 16193.8075
H4 | V5 | case1 | pLow | EPS
H4 | V5 | case1 | pHigh | EPS
H4 | V5 | case2 | pLow | 13619.6398
H4 | V5 | case2 | pHigh | 13619.6398
H4 | V5 | case3 | pLow | 13759.4248
H4 | V5 | case3 | pHigh | 13759.4248
H4 | V5 | case4 | pLow | 14038.9947
H4 | V5 | case4 | pHigh | 14038.9947
H4 | V5 | case5 | pLow | 14318.5646
H4 | V5 | case5 | pHigh | 14318.5646
H4 | V5 | case6 | pLow | 14598.1345
H4 | V5 | case6 | pHigh | 14598.1345
H4 | V5 | case7 | pLow | 14737.9194
H4 | V5 | case7 | pHigh | 14737.9194
H4 | V5 | case8 | pLow | 14877.7044
H4 | V5 | case8 | pHigh | 14877.7044
H4 | V5 | case9 | pLow | 15576.6291
H4 | V5 | case9 | pHigh | 15576.6291
H4 | V5 | case10 | pLow | 16275.5538
H4 | V5 | case10 | pHigh | 16275.5538
H4 | V5 | case11 | pLow | 16974.4786
H4 | V5 | case11 | pHigh | 16974.4786
H4 | V5 | case12 | pLow | 17813.1882
H4 | V5 | case12 | pHigh | 17813.1882

## RStore_unsteady
TOC
RStore_unsteady | (parameter) | Store Release values during unsteady flow days over different cases(cfs)
Wkn | tot_vol | case | p | Value
H1 | V1 | case1 | pLow | 8000
H1 | V1 | case1 | pHigh | 13475.9449
H1 | V1 | case2 | pLow | 8000
H1 | V1 | case2 | pHigh | 13658.4764
H1 | V1 | case3 | pLow | 8000
H1 | V1 | case3 | pHigh | 13853.5963
H1 | V1 | case4 | pLow | 8000
H1 | V1 | case4 | pHigh | 14287.196
H1 | V1 | case5 | pLow | 8000
H1 | V1 | case5 | pHigh | 14790.1717
H1 | V1 | case6 | pLow | 8000
H1 | V1 | case6 | pHigh | 15380.6214
H1 | V1 | case7 | pLow | 8000
H1 | V1 | case7 | pHigh | 15716.1042
H1 | V1 | case8 | pLow | 8037.7267
H1 | V1 | case8 | pHigh | 16037.7267
H1 | V1 | case9 | pLow | 8897.9418
H1 | V1 | case9 | pHigh | 16897.9418
H1 | V1 | case10 | pLow | 9758.1568
H1 | V1 | case10 | pHigh | 17758.1568
H1 | V1 | case11 | pLow | 10618.3719
H1 | V1 | case11 | pHigh | 18618.3719
H1 | V1 | case12 | pLow | EPS
H1 | V1 | case12 | pHigh | EPS
H1 | V2 | case1 | pLow | 8059.496
H1 | V2 | case1 | pHigh | 16059.496
H1 | V2 | case2 | pLow | 8231.5391
H1 | V2 | case2 | pHigh | 16231.5391
H1 | V2 | case3 | pLow | 8403.5821
H1 | V2 | case3 | pHigh | 16403.5821
H1 | V2 | case4 | pLow | 8747.6681
H1 | V2 | case4 | pHigh | 16747.6681
H1 | V2 | case5 | pLow | 9091.7541
H1 | V2 | case5 | pHigh | 17091.7541
H1 | V2 | case6 | pLow | 9435.8401
H1 | V2 | case6 | pHigh | 17435.8401
H1 | V2 | case7 | pLow | 9607.8831
H1 | V2 | case7 | pHigh | 17607.8831
H1 | V2 | case8 | pLow | 9779.9262
H1 | V2 | case8 | pHigh | 17779.9262
H1 | V2 | case9 | pLow | 10640.1412
H1 | V2 | case9 | pHigh | 18640.1412
H1 | V2 | case10 | pLow | 11500.3563
H1 | V2 | case10 | pHigh | 19500.3563
H1 | V2 | case11 | pLow | 12360.5713
H1 | V2 | case11 | pHigh | 20360.5713
H1 | V2 | case12 | pLow | EPS
H1 | V2 | case12 | pHigh | EPS
H1 | V3 | case1 | pLow | 9964.9857
H1 | V3 | case1 | pHigh | 17964.9857
H1 | V3 | case2 | pLow | 10137.0288
H1 | V3 | case2 | pHigh | 18137.0288
H1 | V3 | case3 | pLow | 10309.0718
H1 | V3 | case3 | pHigh | 18309.0718
H1 | V3 | case4 | pLow | 10653.1578
H1 | V3 | case4 | pHigh | 18653.1578
H1 | V3 | case5 | pLow | 10997.2438
H1 | V3 | case5 | pHigh | 18997.2438
H1 | V3 | case6 | pLow | 11341.3298
H1 | V3 | case6 | pHigh | 19341.3298
H1 | V3 | case7 | pLow | 11513.3728
H1 | V3 | case7 | pHigh | 19513.3728
H1 | V3 | case8 | pLow | 11685.4159
H1 | V3 | case8 | pHigh | 19685.4159
H1 | V3 | case9 | pLow | 12545.6309
H1 | V3 | case9 | pHigh | 20545.6309
H1 | V3 | case10 | pLow | 13405.846
H1 | V3 | case10 | pHigh | 21405.846
H1 | V3 | case11 | pLow | 14266.061
H1 | V3 | case11 | pHigh | 22266.061
H1 | V3 | case12 | pLow | EPS
H1 | V3 | case12 | pHigh | EPS
H1 | V4 | case1 | pLow | 10860.4742
H1 | V4 | case1 | pHigh | 18860.4742
H1 | V4 | case2 | pLow | 11032.5172
H1 | V4 | case2 | pHigh | 19032.5172
H1 | V4 | case3 | pLow | 11204.5602
H1 | V4 | case3 | pHigh | 19204.5602
H1 | V4 | case4 | pLow | 11548.6462
H1 | V4 | case4 | pHigh | 19548.6462
H1 | V4 | case5 | pLow | 11892.7322
H1 | V4 | case5 | pHigh | 19892.7322
H1 | V4 | case6 | pLow | 12236.8182
H1 | V4 | case6 | pHigh | 20236.8182
H1 | V4 | case7 | pLow | 12408.8613
H1 | V4 | case7 | pHigh | 20408.8613
H1 | V4 | case8 | pLow | 12580.9043
H1 | V4 | case8 | pHigh | 20580.9043
H1 | V4 | case9 | pLow | 13441.1193
H1 | V4 | case9 | pHigh | 21441.1193
H1 | V4 | case10 | pLow | 14301.3344
H1 | V4 | case10 | pHigh | 22301.3344
H1 | V4 | case11 | pLow | 15161.5494
H1 | V4 | case11 | pHigh | 23161.5494
H1 | V4 | case12 | pLow | EPS
H1 | V4 | case12 | pHigh | EPS
H1 | V5 | case1 | pLow | 12479.8549
H1 | V5 | case1 | pHigh | 20479.8549
H1 | V5 | case2 | pLow | 12651.8979
H1 | V5 | case2 | pHigh | 20651.8979
H1 | V5 | case3 | pLow | 12823.9409
H1 | V5 | case3 | pHigh | 20823.9409
H1 | V5 | case4 | pLow | 13168.0269
H1 | V5 | case4 | pHigh | 21168.0269
H1 | V5 | case5 | pLow | 13512.113
H1 | V5 | case5 | pHigh | 21512.113
H1 | V5 | case6 | pLow | 13856.199
H1 | V5 | case6 | pHigh | 21856.199
H1 | V5 | case7 | pLow | 14028.242
H1 | V5 | case7 | pHigh | 22028.242
H1 | V5 | case8 | pLow | 14200.285
H1 | V5 | case8 | pHigh | 22200.285
H1 | V5 | case9 | pLow | 15060.5001
H1 | V5 | case9 | pHigh | 23060.5001
H1 | V5 | case10 | pLow | 15920.7151
H1 | V5 | case10 | pHigh | 23920.7151
H1 | V5 | case11 | pLow | 16780.9302
H1 | V5 | case11 | pHigh | 24780.9302
H1 | V5 | case12 | pLow | EPS
H1 | V5 | case12 | pHigh | EPS
H2 | V1 | case1 | pLow | 8000
H2 | V1 | case1 | pHigh | 13475.9449
H2 | V1 | case2 | pLow | 8000
H2 | V1 | case2 | pHigh | 13633.4764
H2 | V1 | case3 | pLow | 8000
H2 | V1 | case3 | pHigh | 13801.8721
H2 | V1 | case4 | pLow | 8000
H2 | V1 | case4 | pHigh | 14176.0849
H2 | V1 | case5 | pLow | 8000
H2 | V1 | case5 | pHigh | 14610.1717
H2 | V1 | case6 | pLow | 8000
H2 | V1 | case6 | pHigh | 15119.7518
H2 | V1 | case7 | pLow | 8000
H2 | V1 | case7 | pHigh | 15409.286
H2 | V1 | case8 | pLow | 8000
H2 | V1 | case8 | pHigh | 15726.3949
H2 | V1 | case9 | pLow | 8656.0063
H2 | V1 | case9 | pHigh | 16656.0063
H2 | V1 | case10 | pLow | 9435.5762
H2 | V1 | case10 | pHigh | 17435.5762
H2 | V1 | case11 | pLow | 10215.1461
H2 | V1 | case11 | pHigh | 18215.1461
H2 | V1 | case12 | pLow | EPS
H2 | V1 | case12 | pHigh | EPS
H2 | V2 | case1 | pLow | 8059.496
H2 | V2 | case1 | pHigh | 16059.496
H2 | V2 | case2 | pLow | 8215.41
H2 | V2 | case2 | pHigh | 16215.41
H2 | V2 | case3 | pLow | 8371.324
H2 | V2 | case3 | pHigh | 16371.324
H2 | V2 | case4 | pLow | 8683.152
H2 | V2 | case4 | pHigh | 16683.152
H2 | V2 | case5 | pLow | 8994.9799
H2 | V2 | case5 | pHigh | 16994.9799
H2 | V2 | case6 | pLow | 9306.8079
H2 | V2 | case6 | pHigh | 17306.8079
H2 | V2 | case7 | pLow | 9462.7219
H2 | V2 | case7 | pHigh | 17462.7219
H2 | V2 | case8 | pLow | 9618.6358
H2 | V2 | case8 | pHigh | 17618.6358
H2 | V2 | case9 | pLow | 10398.2057
H2 | V2 | case9 | pHigh | 18398.2057
H2 | V2 | case10 | pLow | 11177.7756
H2 | V2 | case10 | pHigh | 19177.7756
H2 | V2 | case11 | pLow | 11957.3455
H2 | V2 | case11 | pHigh | 19957.3455
H2 | V2 | case12 | pLow | EPS
H2 | V2 | case12 | pHigh | EPS
H2 | V3 | case1 | pLow | 9964.9857
H2 | V3 | case1 | pHigh | 17964.9857
H2 | V3 | case2 | pLow | 10120.8997
H2 | V3 | case2 | pHigh | 18120.8997
H2 | V3 | case3 | pLow | 10276.8137
H2 | V3 | case3 | pHigh | 18276.8137
H2 | V3 | case4 | pLow | 10588.6417
H2 | V3 | case4 | pHigh | 18588.6417
H2 | V3 | case5 | pLow | 10900.4696
H2 | V3 | case5 | pHigh | 18900.4696
H2 | V3 | case6 | pLow | 11212.2976
H2 | V3 | case6 | pHigh | 19212.2976
H2 | V3 | case7 | pLow | 11368.2116
H2 | V3 | case7 | pHigh | 19368.2116
H2 | V3 | case8 | pLow | 11524.1255
H2 | V3 | case8 | pHigh | 19524.1255
H2 | V3 | case9 | pLow | 12303.6954
H2 | V3 | case9 | pHigh | 20303.6954
H2 | V3 | case10 | pLow | 13083.2653
H2 | V3 | case10 | pHigh | 21083.2653
H2 | V3 | case11 | pLow | 13862.8352
H2 | V3 | case11 | pHigh | 21862.8352
H2 | V3 | case12 | pLow | EPS
H2 | V3 | case12 | pHigh | EPS
H2 | V4 | case1 | pLow | 10860.4742
H2 | V4 | case1 | pHigh | 18860.4742
H2 | V4 | case2 | pLow | 11016.3881
H2 | V4 | case2 | pHigh | 19016.3881
H2 | V4 | case3 | pLow | 11172.3021
H2 | V4 | case3 | pHigh | 19172.3021
H2 | V4 | case4 | pLow | 11484.1301
H2 | V4 | case4 | pHigh | 19484.1301
H2 | V4 | case5 | pLow | 11795.958
H2 | V4 | case5 | pHigh | 19795.958
H2 | V4 | case6 | pLow | 12107.786
H2 | V4 | case6 | pHigh | 20107.786
H2 | V4 | case7 | pLow | 12263.7
H2 | V4 | case7 | pHigh | 20263.7
H2 | V4 | case8 | pLow | 12419.6139
H2 | V4 | case8 | pHigh | 20419.6139
H2 | V4 | case9 | pLow | 13199.1838
H2 | V4 | case9 | pHigh | 21199.1838
H2 | V4 | case10 | pLow | 13978.7537
H2 | V4 | case10 | pHigh | 21978.7537
H2 | V4 | case11 | pLow | 14758.3236
H2 | V4 | case11 | pHigh | 22758.3236
H2 | V4 | case12 | pLow | EPS
H2 | V4 | case12 | pHigh | EPS
H2 | V5 | case1 | pLow | 12479.8549
H2 | V5 | case1 | pHigh | 20479.8549
H2 | V5 | case2 | pLow | 12635.7689
H2 | V5 | case2 | pHigh | 20635.7689
H2 | V5 | case3 | pLow | 12791.6829
H2 | V5 | case3 | pHigh | 20791.6829
H2 | V5 | case4 | pLow | 13103.5108
H2 | V5 | case4 | pHigh | 21103.5108
H2 | V5 | case5 | pLow | 13415.3388
H2 | V5 | case5 | pHigh | 21415.3388
H2 | V5 | case6 | pLow | 13727.1667
H2 | V5 | case6 | pHigh | 21727.1667
H2 | V5 | case7 | pLow | 13883.0807
H2 | V5 | case7 | pHigh | 21883.0807
H2 | V5 | case8 | pLow | 14038.9947
H2 | V5 | case8 | pHigh | 22038.9947
H2 | V5 | case9 | pLow | 14818.5646
H2 | V5 | case9 | pHigh | 22818.5646
H2 | V5 | case10 | pLow | 15598.1345
H2 | V5 | case10 | pHigh | 23598.1345
H2 | V5 | case11 | pLow | 16377.7044
H2 | V5 | case11 | pHigh | 24377.7044
H2 | V5 | case12 | pLow | EPS
H2 | V5 | case12 | pHigh | EPS
H3 | V1 | case1 | pLow | 8000
H3 | V1 | case1 | pHigh | 13475.9449
H3 | V1 | case2 | pLow | 8000
H3 | V1 | case2 | pHigh | 13620.9764
H3 | V1 | case3 | pLow | 8000
H3 | V1 | case3 | pHigh | 13776.0101
H3 | V1 | case4 | pLow | 8000
H3 | V1 | case4 | pHigh | 14120.5293
H3 | V1 | case5 | pLow | 8000
H3 | V1 | case5 | pHigh | 14520.1717
H3 | V1 | case6 | pLow | 8000
H3 | V1 | case6 | pHigh | 14989.3171
H3 | V1 | case7 | pLow | 8000
H3 | V1 | case7 | pHigh | 15255.8769
H3 | V1 | case8 | pLow | 8000
H3 | V1 | case8 | pHigh | 15547.8234
H3 | V1 | case9 | pLow | 8535.0385
H3 | V1 | case9 | pHigh | 16535.0385
H3 | V1 | case10 | pLow | 9274.2859
H3 | V1 | case10 | pHigh | 17274.2859
H3 | V1 | case11 | pLow | 10013.5332
H3 | V1 | case11 | pHigh | 18013.5332
H3 | V1 | case12 | pLow | EPS
H3 | V1 | case12 | pHigh | EPS
H3 | V2 | case1 | pLow | 8059.496
H3 | V2 | case1 | pHigh | 16059.496
H3 | V2 | case2 | pLow | 8207.3455
H3 | V2 | case2 | pHigh | 16207.3455
H3 | V2 | case3 | pLow | 8355.195
H3 | V2 | case3 | pHigh | 16355.195
H3 | V2 | case4 | pLow | 8650.8939
H3 | V2 | case4 | pHigh | 16650.8939
H3 | V2 | case5 | pLow | 8946.5928
H3 | V2 | case5 | pHigh | 16946.5928
H3 | V2 | case6 | pLow | 9242.2917
H3 | V2 | case6 | pHigh | 17242.2917
H3 | V2 | case7 | pLow | 9390.1412
H3 | V2 | case7 | pHigh | 17390.1412
H3 | V2 | case8 | pLow | 9537.9907
H3 | V2 | case8 | pHigh | 17537.9907
H3 | V2 | case9 | pLow | 10277.238
H3 | V2 | case9 | pHigh | 18277.238
H3 | V2 | case10 | pLow | 11016.4853
H3 | V2 | case10 | pHigh | 19016.4853
H3 | V2 | case11 | pLow | 11755.7326
H3 | V2 | case11 | pHigh | 19755.7326
H3 | V2 | case12 | pLow | EPS
H3 | V2 | case12 | pHigh | EPS
H3 | V3 | case1 | pLow | 9964.9857
H3 | V3 | case1 | pHigh | 17964.9857
H3 | V3 | case2 | pLow | 10112.8352
H3 | V3 | case2 | pHigh | 18112.8352
H3 | V3 | case3 | pLow | 10260.6847
H3 | V3 | case3 | pHigh | 18260.6847
H3 | V3 | case4 | pLow | 10556.3836
H3 | V3 | case4 | pHigh | 18556.3836
H3 | V3 | case5 | pLow | 10852.0825
H3 | V3 | case5 | pHigh | 18852.0825
H3 | V3 | case6 | pLow | 11147.7814
H3 | V3 | case6 | pHigh | 19147.7814
H3 | V3 | case7 | pLow | 11295.6309
H3 | V3 | case7 | pHigh | 19295.6309
H3 | V3 | case8 | pLow | 11443.4804
H3 | V3 | case8 | pHigh | 19443.4804
H3 | V3 | case9 | pLow | 12182.7277
H3 | V3 | case9 | pHigh | 20182.7277
H3 | V3 | case10 | pLow | 12921.975
H3 | V3 | case10 | pHigh | 20921.975
H3 | V3 | case11 | pLow | 13661.2223
H3 | V3 | case11 | pHigh | 21661.2223
H3 | V3 | case12 | pLow | EPS
H3 | V3 | case12 | pHigh | EPS
H3 | V4 | case1 | pLow | 10860.4742
H3 | V4 | case1 | pHigh | 18860.4742
H3 | V4 | case2 | pLow | 11008.3236
H3 | V4 | case2 | pHigh | 19008.3236
H3 | V4 | case3 | pLow | 11156.1731
H3 | V4 | case3 | pHigh | 19156.1731
H3 | V4 | case4 | pLow | 11451.872
H3 | V4 | case4 | pHigh | 19451.872
H3 | V4 | case5 | pLow | 11747.5709
H3 | V4 | case5 | pHigh | 19747.5709
H3 | V4 | case6 | pLow | 12043.2699
H3 | V4 | case6 | pHigh | 20043.2699
H3 | V4 | case7 | pLow | 12191.1193
H3 | V4 | case7 | pHigh | 20191.1193
H3 | V4 | case8 | pLow | 12338.9688
H3 | V4 | case8 | pHigh | 20338.9688
H3 | V4 | case9 | pLow | 13078.2161
H3 | V4 | case9 | pHigh | 21078.2161
H3 | V4 | case10 | pLow | 13817.4634
H3 | V4 | case10 | pHigh | 21817.4634
H3 | V4 | case11 | pLow | 14556.7107
H3 | V4 | case11 | pHigh | 22556.7107
H3 | V4 | case12 | pLow | EPS
H3 | V4 | case12 | pHigh | EPS
H3 | V5 | case1 | pLow | 12479.8549
H3 | V5 | case1 | pHigh | 20479.8549
H3 | V5 | case2 | pLow | 12627.7044
H3 | V5 | case2 | pHigh | 20627.7044
H3 | V5 | case3 | pLow | 12775.5538
H3 | V5 | case3 | pHigh | 20775.5538
H3 | V5 | case4 | pLow | 13071.2528
H3 | V5 | case4 | pHigh | 21071.2528
H3 | V5 | case5 | pLow | 13366.9517
H3 | V5 | case5 | pHigh | 21366.9517
H3 | V5 | case6 | pLow | 13662.6506
H3 | V5 | case6 | pHigh | 21662.6506
H3 | V5 | case7 | pLow | 13810.5001
H3 | V5 | case7 | pHigh | 21810.5001
H3 | V5 | case8 | pLow | 13958.3495
H3 | V5 | case8 | pHigh | 21958.3495
H3 | V5 | case9 | pLow | 14697.5968
H3 | V5 | case9 | pHigh | 22697.5968
H3 | V5 | case10 | pLow | 15436.8442
H3 | V5 | case10 | pHigh | 23436.8442
H3 | V5 | case11 | pLow | 16176.0915
H3 | V5 | case11 | pHigh | 24176.0915
H3 | V5 | case12 | pLow | EPS
H3 | V5 | case12 | pHigh | EPS
H4 | V1 | case1 | pLow | 8000
H4 | V1 | case1 | pHigh | 13475.9449
H4 | V1 | case2 | pLow | 8000
H4 | V1 | case2 | pHigh | 13608.4764
H4 | V1 | case3 | pLow | 8000
H4 | V1 | case3 | pHigh | 13750.148
H4 | V1 | case4 | pLow | 8000
H4 | V1 | case4 | pHigh | 14064.9738
H4 | V1 | case5 | pLow | 8000
H4 | V1 | case5 | pHigh | 14430.1717
H4 | V1 | case6 | pLow | 8000
H4 | V1 | case6 | pHigh | 14858.8823
H4 | V1 | case7 | pLow | 8000
H4 | V1 | case7 | pHigh | 15102.4678
H4 | V1 | case8 | pLow | 8000
H4 | V1 | case8 | pHigh | 15369.252
H4 | V1 | case9 | pLow | 8414.0708
H4 | V1 | case9 | pHigh | 16414.0708
H4 | V1 | case10 | pLow | 9112.9955
H4 | V1 | case10 | pHigh | 17112.9955
H4 | V1 | case11 | pLow | 9811.9203
H4 | V1 | case11 | pHigh | 17811.9203
H4 | V1 | case12 | pLow | EPS
H4 | V1 | case12 | pHigh | EPS
H4 | V2 | case1 | pLow | 8059.496
H4 | V2 | case1 | pHigh | 16059.496
H4 | V2 | case2 | pLow | 8199.281
H4 | V2 | case2 | pHigh | 16199.281
H4 | V2 | case3 | pLow | 8339.0659
H4 | V2 | case3 | pHigh | 16339.0659
H4 | V2 | case4 | pLow | 8618.6358
H4 | V2 | case4 | pHigh | 16618.6358
H4 | V2 | case5 | pLow | 8898.2057
H4 | V2 | case5 | pHigh | 16898.2057
H4 | V2 | case6 | pLow | 9177.7756
H4 | V2 | case6 | pHigh | 17177.7756
H4 | V2 | case7 | pLow | 9317.5606
H4 | V2 | case7 | pHigh | 17317.5606
H4 | V2 | case8 | pLow | 9457.3455
H4 | V2 | case8 | pHigh | 17457.3455
H4 | V2 | case9 | pLow | 10156.2702
H4 | V2 | case9 | pHigh | 18156.2702
H4 | V2 | case10 | pLow | 10855.195
H4 | V2 | case10 | pHigh | 18855.195
H4 | V2 | case11 | pLow | 11554.1197
H4 | V2 | case11 | pHigh | 19554.1197
H4 | V2 | case12 | pLow | EPS
H4 | V2 | case12 | pHigh | EPS
H4 | V3 | case1 | pLow | 9964.9857
H4 | V3 | case1 | pHigh | 17964.9857
H4 | V3 | case2 | pLow | 10104.7707
H4 | V3 | case2 | pHigh | 18104.7707
H4 | V3 | case3 | pLow | 10244.5556
H4 | V3 | case3 | pHigh | 18244.5556
H4 | V3 | case4 | pLow | 10524.1255
H4 | V3 | case4 | pHigh | 18524.1255
H4 | V3 | case5 | pLow | 10803.6954
H4 | V3 | case5 | pHigh | 18803.6954
H4 | V3 | case6 | pLow | 11083.2653
H4 | V3 | case6 | pHigh | 19083.2653
H4 | V3 | case7 | pLow | 11223.0503
H4 | V3 | case7 | pHigh | 19223.0503
H4 | V3 | case8 | pLow | 11362.8352
H4 | V3 | case8 | pHigh | 19362.8352
H4 | V3 | case9 | pLow | 12061.7599
H4 | V3 | case9 | pHigh | 20061.7599
H4 | V3 | case10 | pLow | 12760.6847
H4 | V3 | case10 | pHigh | 20760.6847
H4 | V3 | case11 | pLow | 13459.6094
H4 | V3 | case11 | pHigh | 21459.6094
H4 | V3 | case12 | pLow | EPS
H4 | V3 | case12 | pHigh | EPS
H4 | V4 | case1 | pLow | 10860.4742
H4 | V4 | case1 | pHigh | 18860.4742
H4 | V4 | case2 | pLow | 11000.2591
H4 | V4 | case2 | pHigh | 19000.2591
H4 | V4 | case3 | pLow | 11140.044
H4 | V4 | case3 | pHigh | 19140.044
H4 | V4 | case4 | pLow | 11419.6139
H4 | V4 | case4 | pHigh | 19419.6139
H4 | V4 | case5 | pLow | 11699.1838
H4 | V4 | case5 | pHigh | 19699.1838
H4 | V4 | case6 | pLow | 11978.7537
H4 | V4 | case6 | pHigh | 19978.7537
H4 | V4 | case7 | pLow | 12118.5387
H4 | V4 | case7 | pHigh | 20118.5387
H4 | V4 | case8 | pLow | 12258.3236
H4 | V4 | case8 | pHigh | 20258.3236
H4 | V4 | case9 | pLow | 12957.2483
H4 | V4 | case9 | pHigh | 20957.2483
H4 | V4 | case10 | pLow | 13656.1731
H4 | V4 | case10 | pHigh | 21656.1731
H4 | V4 | case11 | pLow | 14355.0978
H4 | V4 | case11 | pHigh | 22355.0978
H4 | V4 | case12 | pLow | EPS
H4 | V4 | case12 | pHigh | EPS
H4 | V5 | case1 | pLow | 12479.8549
H4 | V5 | case1 | pHigh | 20479.8549
H4 | V5 | case2 | pLow | 12619.6398
H4 | V5 | case2 | pHigh | 20619.6398
H4 | V5 | case3 | pLow | 12759.4248
H4 | V5 | case3 | pHigh | 20759.4248
H4 | V5 | case4 | pLow | 13038.9947
H4 | V5 | case4 | pHigh | 21038.9947
H4 | V5 | case5 | pLow | 13318.5646
H4 | V5 | case5 | pHigh | 21318.5646
H4 | V5 | case6 | pLow | 13598.1345
H4 | V5 | case6 | pHigh | 21598.1345
H4 | V5 | case7 | pLow | 13737.9194
H4 | V5 | case7 | pHigh | 21737.9194
H4 | V5 | case8 | pLow | 13877.7044
H4 | V5 | case8 | pHigh | 21877.7044
H4 | V5 | case9 | pLow | 14576.6291
H4 | V5 | case9 | pHigh | 22576.6291
H4 | V5 | case10 | pLow | 15275.5538
H4 | V5 | case10 | pHigh | 23275.5538
H4 | V5 | case11 | pLow | 15974.4786
H4 | V5 | case11 | pHigh | 23974.4786
H4 | V5 | case12 | pLow | EPS
H4 | V5 | case12 | pHigh | EPS

## Sstore
TOC
Sstore | (parameter) | Store Storage Values over different cases(ac-ft)
Wkn | tot_vol | case | Value
H1 | V1 | case1 | 11584565.1
H1 | V1 | case2 | 11584565.1
H1 | V1 | case3 | 11584565.1
H1 | V1 | case4 | 11584565.1
H1 | V1 | case5 | 11584565.1
H1 | V1 | case6 | 11584565.1
H1 | V1 | case7 | 11584565.1
H1 | V1 | case8 | 11584565.1
H1 | V1 | case9 | 11584565.1
H1 | V1 | case10 | 11584565.1
H1 | V1 | case11 | 11584565.1
H1 | V1 | case12 | 11584565.1
H1 | V2 | case1 | 11476980.8
H1 | V2 | case2 | 11476980.8
H1 | V2 | case3 | 11476980.8
H1 | V2 | case4 | 11476980.8
H1 | V2 | case5 | 11476980.8
H1 | V2 | case6 | 11476980.8
H1 | V2 | case7 | 11476980.8
H1 | V2 | case8 | 11476980.8
H1 | V2 | case9 | 11476980.8
H1 | V2 | case10 | 11476980.8
H1 | V2 | case11 | 11476980.8
H1 | V2 | case12 | 11476980.8
H1 | V3 | case1 | 11359313
H1 | V3 | case2 | 11359313
H1 | V3 | case3 | 11359313
H1 | V3 | case4 | 11359313
H1 | V3 | case5 | 11359313
H1 | V3 | case6 | 11359313
H1 | V3 | case7 | 11359313
H1 | V3 | case8 | 11359313
H1 | V3 | case9 | 11359313
H1 | V3 | case10 | 11359313
H1 | V3 | case11 | 11359313
H1 | V3 | case12 | 11359313
H1 | V4 | case1 | 11304014.8
H1 | V4 | case2 | 11304014.8
H1 | V4 | case3 | 11304014.8
H1 | V4 | case4 | 11304014.8
H1 | V4 | case5 | 11304014.8
H1 | V4 | case6 | 11304014.8
H1 | V4 | case7 | 11304014.8
H1 | V4 | case8 | 11304014.8
H1 | V4 | case9 | 11304014.8
H1 | V4 | case10 | 11304014.8
H1 | V4 | case11 | 11304014.8
H1 | V4 | case12 | 11304014.8
H1 | V5 | case1 | 11204014.8
H1 | V5 | case2 | 11204014.8
H1 | V5 | case3 | 11204014.8
H1 | V5 | case4 | 11204014.8
H1 | V5 | case5 | 11204014.8
H1 | V5 | case6 | 11204014.8
H1 | V5 | case7 | 11204014.8
H1 | V5 | case8 | 11204014.8
H1 | V5 | case9 | 11204014.8
H1 | V5 | case10 | 11204014.8
H1 | V5 | case11 | 11204014.8
H1 | V5 | case12 | 11204014.8
H2 | V1 | case1 | 11584565.1
H2 | V1 | case2 | 11584565.1
H2 | V1 | case3 | 11584565.1
H2 | V1 | case4 | 11584565.1
H2 | V1 | case5 | 11584565.1
H2 | V1 | case6 | 11584565.1
H2 | V1 | case7 | 11584565.1
H2 | V1 | case8 | 11584565.1
H2 | V1 | case9 | 11584565.1
H2 | V1 | case10 | 11584565.1
H2 | V1 | case11 | 11584565.1
H2 | V1 | case12 | 11584565.1
H2 | V2 | case1 | 11476980.8
H2 | V2 | case2 | 11476980.8
H2 | V2 | case3 | 11476980.8
H2 | V2 | case4 | 11476980.8
H2 | V2 | case5 | 11476980.8
H2 | V2 | case6 | 11476980.8
H2 | V2 | case7 | 11476980.8
H2 | V2 | case8 | 11476980.8
H2 | V2 | case9 | 11476980.8
H2 | V2 | case10 | 11476980.8
H2 | V2 | case11 | 11476980.8
H2 | V2 | case12 | 11476980.8
H2 | V3 | case1 | 11359313
H2 | V3 | case2 | 11359313
H2 | V3 | case3 | 11359313
H2 | V3 | case4 | 11359313
H2 | V3 | case5 | 11359313
H2 | V3 | case6 | 11359313
H2 | V3 | case7 | 11359313
H2 | V3 | case8 | 11359313
H2 | V3 | case9 | 11359313
H2 | V3 | case10 | 11359313
H2 | V3 | case11 | 11359313
H2 | V3 | case12 | 11359313
H2 | V4 | case1 | 11304014.8
H2 | V4 | case2 | 11304014.8
H2 | V4 | case3 | 11304014.8
H2 | V4 | case4 | 11304014.8
H2 | V4 | case5 | 11304014.8
H2 | V4 | case6 | 11304014.8
H2 | V4 | case7 | 11304014.8
H2 | V4 | case8 | 11304014.8
H2 | V4 | case9 | 11304014.8
H2 | V4 | case10 | 11304014.8
H2 | V4 | case11 | 11304014.8
H2 | V4 | case12 | 11304014.8
H2 | V5 | case1 | 11204014.8
H2 | V5 | case2 | 11204014.8
H2 | V5 | case3 | 11204014.8
H2 | V5 | case4 | 11204014.8
H2 | V5 | case5 | 11204014.8
H2 | V5 | case6 | 11204014.8
H2 | V5 | case7 | 11204014.8
H2 | V5 | case8 | 11204014.8
H2 | V5 | case9 | 11204014.8
H2 | V5 | case10 | 11204014.8
H2 | V5 | case11 | 11204014.8
H2 | V5 | case12 | 11204014.8
H3 | V1 | case1 | 11584565.1
H3 | V1 | case2 | 11584565.1
H3 | V1 | case3 | 11584565.1
H3 | V1 | case4 | 11584565.1
H3 | V1 | case5 | 11584565.1
H3 | V1 | case6 | 11584565.1
H3 | V1 | case7 | 11584565.1
H3 | V1 | case8 | 11584565.1
H3 | V1 | case9 | 11584565.1
H3 | V1 | case10 | 11584565.1
H3 | V1 | case11 | 11584565.1
H3 | V1 | case12 | 11584565.1
H3 | V2 | case1 | 11476980.8
H3 | V2 | case2 | 11476980.8
H3 | V2 | case3 | 11476980.8
H3 | V2 | case4 | 11476980.8
H3 | V2 | case5 | 11476980.8
H3 | V2 | case6 | 11476980.8
H3 | V2 | case7 | 11476980.8
H3 | V2 | case8 | 11476980.8
H3 | V2 | case9 | 11476980.8
H3 | V2 | case10 | 11476980.8
H3 | V2 | case11 | 11476980.8
H3 | V2 | case12 | 11476980.8
H3 | V3 | case1 | 11359313
H3 | V3 | case2 | 11359313
H3 | V3 | case3 | 11359313
H3 | V3 | case4 | 11359313
H3 | V3 | case5 | 11359313
H3 | V3 | case6 | 11359313
H3 | V3 | case7 | 11359313
H3 | V3 | case8 | 11359313
H3 | V3 | case9 | 11359313
H3 | V3 | case10 | 11359313
H3 | V3 | case11 | 11359313
H3 | V3 | case12 | 11359313
H3 | V4 | case1 | 11304014.8
H3 | V4 | case2 | 11304014.8
H3 | V4 | case3 | 11304014.8
H3 | V4 | case4 | 11304014.8
H3 | V4 | case5 | 11304014.8
H3 | V4 | case6 | 11304014.8
H3 | V4 | case7 | 11304014.8
H3 | V4 | case8 | 11304014.8
H3 | V4 | case9 | 11304014.8
H3 | V4 | case10 | 11304014.8
H3 | V4 | case11 | 11304014.8
H3 | V4 | case12 | 11304014.8
H3 | V5 | case1 | 11204014.8
H3 | V5 | case2 | 11204014.8
H3 | V5 | case3 | 11204014.8
H3 | V5 | case4 | 11204014.8
H3 | V5 | case5 | 11204014.8
H3 | V5 | case6 | 11204014.8
H3 | V5 | case7 | 11204014.8
H3 | V5 | case8 | 11204014.8
H3 | V5 | case9 | 11204014.8
H3 | V5 | case10 | 11204014.8
H3 | V5 | case11 | 11204014.8
H3 | V5 | case12 | 11204014.8
H4 | V1 | case1 | 11584565.1
H4 | V1 | case2 | 11584565.1
H4 | V1 | case3 | 11584565.1
H4 | V1 | case4 | 11584565.1
H4 | V1 | case5 | 11584565.1
H4 | V1 | case6 | 11584565.1
H4 | V1 | case7 | 11584565.1
H4 | V1 | case8 | 11584565.1
H4 | V1 | case9 | 11584565.1
H4 | V1 | case10 | 11584565.1
H4 | V1 | case11 | 11584565.1
H4 | V1 | case12 | 11584565.1
H4 | V2 | case1 | 11476980.8
H4 | V2 | case2 | 11476980.8
H4 | V2 | case3 | 11476980.8
H4 | V2 | case4 | 11476980.8
H4 | V2 | case5 | 11476980.8
H4 | V2 | case6 | 11476980.8
H4 | V2 | case7 | 11476980.8
H4 | V2 | case8 | 11476980.8
H4 | V2 | case9 | 11476980.8
H4 | V2 | case10 | 11476980.8
H4 | V2 | case11 | 11476980.8
H4 | V2 | case12 | 11476980.8
H4 | V3 | case1 | 11359313
H4 | V3 | case2 | 11359313
H4 | V3 | case3 | 11359313
H4 | V3 | case4 | 11359313
H4 | V3 | case5 | 11359313
H4 | V3 | case6 | 11359313
H4 | V3 | case7 | 11359313
H4 | V3 | case8 | 11359313
H4 | V3 | case9 | 11359313
H4 | V3 | case10 | 11359313
H4 | V3 | case11 | 11359313
H4 | V3 | case12 | 11359313
H4 | V4 | case1 | 11304014.8
H4 | V4 | case2 | 11304014.8
H4 | V4 | case3 | 11304014.8
H4 | V4 | case4 | 11304014.8
H4 | V4 | case5 | 11304014.8
H4 | V4 | case6 | 11304014.8
H4 | V4 | case7 | 11304014.8
H4 | V4 | case8 | 11304014.8
H4 | V4 | case9 | 11304014.8
H4 | V4 | case10 | 11304014.8
H4 | V4 | case11 | 11304014.8
H4 | V4 | case12 | 11304014.8
H4 | V5 | case1 | 11204014.8
H4 | V5 | case2 | 11204014.8
H4 | V5 | case3 | 11204014.8
H4 | V5 | case4 | 11204014.8
H4 | V5 | case5 | 11204014.8
H4 | V5 | case6 | 11204014.8
H4 | V5 | case7 | 11204014.8
H4 | V5 | case8 | 11204014.8
H4 | V5 | case9 | 11204014.8
H4 | V5 | case10 | 11204014.8
H4 | V5 | case11 | 11204014.8
H4 | V5 | case12 | 11204014.8

## SteadyEn_Gen
TOC
SteadyEn_Gen | (variable) | Hydropower Generated for each timestep during steady flow days (MWH)
p | Lowerbound | Value | Upperbound | Marginal
pLow | -INF | 5294.0795 | INF | 0
pHigh | -INF | 10588.1591 | INF | 0

## tot_vol
TOC
tot_vol | (set) | Total montly release volume (acre-ft)
dim1
V1
V2
V3
V4
V5

## Vol_monthlyrelease
TOC
Vol_monthlyrelease | (parameter) | Different Total volumes of water to be released in the month i.e. August 2018 in presented case (acre-ft)
tot_vol | Value
V1 | 719449.7
V2 | 827034
V3 | 944701.8
V4 | 1000000
V5 | 1100000

## weekendRate
TOC
weekendRate | (parameter) | Energy prices on weekends ($ per MWH)
p | Value
pLow | 49.7
pHigh | 49.7

## Wkn
TOC
Wkn | (set) | Scenarios to decide the change between off-peak release on weekday and weekend steady flows
dim1
H1
H2
H3
H4

## XStore_steady
TOC
XStore_steady | (parameter) | Store Energy Generated during steady flow days over different cases (MWH)
Wkn | tot_vol | case | Value
H1 | V1 | case2 | 7132.8
H1 | V1 | case3 | 14265.6
H1 | V1 | case4 | 28531.2
H1 | V1 | case5 | 42796.8
H1 | V1 | case6 | 57062.4
H1 | V1 | case7 | 64195.2
H1 | V1 | case8 | 71664.3714
H1 | V1 | case9 | 119001.0732
H1 | V1 | case10 | 174007.4524
H1 | V1 | case11 | 236683.5091
H1 | V1 | case12 | 322018.7513
H1 | V2 | case2 | 7339.2402
H1 | V2 | case3 | 14985.2675
H1 | V2 | case4 | 31197.6835
H1 | V2 | case5 | 48637.2478
H1 | V2 | case6 | 67303.9605
H1 | V2 | case7 | 77097.4975
H1 | V2 | case8 | 87197.8216
H1 | V2 | case9 | 142301.2485
H1 | V2 | case10 | 205074.3529
H1 | V2 | case11 | 275517.1347
H1 | V2 | case12 | 370172.447
H1 | V3 | case2 | 9038.1748
H1 | V3 | case3 | 18383.1368
H1 | V3 | case4 | 37993.422
H1 | V3 | case5 | 58830.8555
H1 | V3 | case6 | 80895.4375
H1 | V3 | case7 | 92387.9091
H1 | V3 | case8 | 104187.1678
H1 | V3 | case9 | 167785.2678
H1 | V3 | case10 | 239053.0452
H1 | V3 | case11 | 317990.5001
H1 | V3 | case12 | 422839.4201
H1 | V4 | case2 | 9836.5923
H1 | V4 | case3 | 19979.9717
H1 | V4 | case4 | 41187.0918
H1 | V4 | case5 | 63621.3603
H1 | V4 | case6 | 87282.7771
H1 | V4 | case7 | 99573.6662
H1 | V4 | case8 | 112171.3424
H1 | V4 | case9 | 179761.5297
H1 | V4 | case10 | 255021.3945
H1 | V4 | case11 | 337950.9366
H1 | V4 | case12 | 447590.3614
H1 | V5 | case2 | 11280.4322
H1 | V5 | case3 | 22867.6515
H1 | V5 | case4 | 46962.4513
H1 | V5 | case5 | 72284.3995
H1 | V5 | case6 | 98833.4962
H1 | V5 | case7 | 112568.2251
H1 | V5 | case8 | 126609.7412
H1 | V5 | case9 | 201419.1279
H1 | V5 | case10 | 283898.192
H1 | V5 | case11 | 374046.9335
H1 | V5 | case12 | 492349.3976
H2 | V1 | case2 | 7578.6
H2 | V1 | case3 | 15157.2
H2 | V1 | case4 | 30314.4
H2 | V1 | case5 | 45471.6
H2 | V1 | case6 | 60628.8
H2 | V1 | case7 | 68207.4
H2 | V1 | case8 | 75786
H2 | V1 | case9 | 122452.428
H2 | V1 | case10 | 177171.1944
H2 | V1 | case11 | 238840.6059
H2 | V1 | case12 | 322018.7513
H2 | V2 | case2 | 7770.6596
H2 | V2 | case3 | 15819.345
H2 | V2 | case4 | 32750.7932
H2 | V2 | case5 | 50794.3446
H2 | V2 | case6 | 69949.9992
H2 | V2 | case7 | 79944.8653
H2 | V2 | case8 | 90217.7571
H2 | V2 | case9 | 145752.6034
H2 | V2 | case10 | 208238.0948
H2 | V2 | case11 | 277674.2314
H2 | V2 | case12 | 370172.447
H2 | V3 | case2 | 9469.5942
H2 | V3 | case3 | 19217.2142
H2 | V3 | case4 | 39546.5316
H2 | V3 | case5 | 60987.9523
H2 | V3 | case6 | 83541.4762
H2 | V3 | case7 | 95235.2768
H2 | V3 | case8 | 107207.1033
H2 | V3 | case9 | 171236.6226
H2 | V3 | case10 | 242216.7872
H2 | V3 | case11 | 320147.5969
H2 | V3 | case12 | 422839.4201
H2 | V4 | case2 | 10268.0117
H2 | V4 | case3 | 20814.0491
H2 | V4 | case4 | 42740.2015
H2 | V4 | case5 | 65778.4571
H2 | V4 | case6 | 89928.8159
H2 | V4 | case7 | 102421.034
H2 | V4 | case8 | 115191.2779
H2 | V4 | case9 | 183212.8846
H2 | V4 | case10 | 258185.1364
H2 | V4 | case11 | 340108.0334
H2 | V4 | case12 | 447590.3614
H2 | V5 | case2 | 11711.8515
H2 | V5 | case3 | 23701.7289
H2 | V5 | case4 | 48515.561
H2 | V5 | case5 | 74441.4963
H2 | V5 | case6 | 101479.5349
H2 | V5 | case7 | 115415.5928
H2 | V5 | case8 | 129629.6766
H2 | V5 | case9 | 204870.4827
H2 | V5 | case10 | 287061.9339
H2 | V5 | case11 | 376204.0303
H2 | V5 | case12 | 492349.3976
H3 | V1 | case2 | 7801.5
H3 | V1 | case3 | 15603
H3 | V1 | case4 | 31206
H3 | V1 | case5 | 46809
H3 | V1 | case6 | 62412
H3 | V1 | case7 | 70213.5
H3 | V1 | case8 | 78015
H3 | V1 | case9 | 124178.1055
H3 | V1 | case10 | 178753.0653
H3 | V1 | case11 | 239919.1542
H3 | V1 | case12 | 322018.7513
H3 | V2 | case2 | 7986.3693
H3 | V2 | case3 | 16236.3837
H3 | V2 | case4 | 33527.348
H3 | V2 | case5 | 51872.893
H3 | V2 | case6 | 71273.0186
H3 | V2 | case7 | 81368.5491
H3 | V2 | case8 | 91727.7248
H3 | V2 | case9 | 147478.2808
H3 | V2 | case10 | 209819.9658
H3 | V2 | case11 | 278752.7798
H3 | V2 | case12 | 370172.447
H3 | V3 | case2 | 9685.3039
H3 | V3 | case3 | 19634.2529
H3 | V3 | case4 | 40323.0865
H3 | V3 | case5 | 62066.5007
H3 | V3 | case6 | 84864.4955
H3 | V3 | case7 | 96658.9607
H3 | V3 | case8 | 108717.071
H3 | V3 | case9 | 172962.3001
H3 | V3 | case10 | 243798.6581
H3 | V3 | case11 | 321226.1453
H3 | V3 | case12 | 422839.4201
H3 | V4 | case2 | 10483.7213
H3 | V4 | case3 | 21231.0878
H3 | V4 | case4 | 43516.7563
H3 | V4 | case5 | 66857.0054
H3 | V4 | case6 | 91251.8352
H3 | V4 | case7 | 103844.7178
H3 | V4 | case8 | 116701.2456
H3 | V4 | case9 | 184938.562
H3 | V4 | case10 | 259767.0074
H3 | V4 | case11 | 341186.5818
H3 | V4 | case12 | 447590.3614
H3 | V5 | case2 | 11927.5612
H3 | V5 | case3 | 24118.7676
H3 | V5 | case4 | 49292.1158
H3 | V5 | case5 | 75520.0447
H3 | V5 | case6 | 102802.5542
H3 | V5 | case7 | 116839.2767
H3 | V5 | case8 | 131139.6444
H3 | V5 | case9 | 206596.1601
H3 | V5 | case10 | 288643.8049
H3 | V5 | case11 | 377282.5787
H3 | V5 | case12 | 492349.3976
H4 | V1 | case2 | 8024.4
H4 | V1 | case3 | 16048.8
H4 | V1 | case4 | 32097.6
H4 | V1 | case5 | 48146.4
H4 | V1 | case6 | 64195.2
H4 | V1 | case7 | 72219.6
H4 | V1 | case8 | 80244
H4 | V1 | case9 | 125903.7829
H4 | V1 | case10 | 180334.9363
H4 | V1 | case11 | 240997.7026
H4 | V1 | case12 | 322018.7513
H4 | V2 | case2 | 8202.0789
H4 | V2 | case3 | 16653.4224
H4 | V2 | case4 | 34303.9028
H4 | V2 | case5 | 52951.4414
H4 | V2 | case6 | 72596.0379
H4 | V2 | case7 | 82792.233
H4 | V2 | case8 | 93237.6926
H4 | V2 | case9 | 149203.9582
H4 | V2 | case10 | 211401.8368
H4 | V2 | case11 | 279831.3282
H4 | V2 | case12 | 370172.447
H4 | V3 | case2 | 9901.0136
H4 | V3 | case3 | 20051.2916
H4 | V3 | case4 | 41099.6413
H4 | V3 | case5 | 63145.0491
H4 | V3 | case6 | 86187.5149
H4 | V3 | case7 | 98082.6446
H4 | V3 | case8 | 110227.0387
H4 | V3 | case9 | 174687.9775
H4 | V3 | case10 | 245380.5291
H4 | V3 | case11 | 322304.6936
H4 | V3 | case12 | 422839.4201
H4 | V4 | case2 | 10699.431
H4 | V4 | case3 | 21648.1265
H4 | V4 | case4 | 44293.3112
H4 | V4 | case5 | 67935.5538
H4 | V4 | case6 | 92574.8546
H4 | V4 | case7 | 105268.4017
H4 | V4 | case8 | 118211.2134
H4 | V4 | case9 | 186664.2394
H4 | V4 | case10 | 261348.8784
H4 | V4 | case11 | 342265.1302
H4 | V4 | case12 | 447590.3614
H4 | V5 | case2 | 12143.2709
H4 | V5 | case3 | 24535.8063
H4 | V5 | case4 | 50068.6707
H4 | V5 | case5 | 76598.5931
H4 | V5 | case6 | 104125.5736
H4 | V5 | case7 | 118262.9606
H4 | V5 | case8 | 132649.6121
H4 | V5 | case9 | 208321.8375
H4 | V5 | case10 | 290225.6759
H4 | V5 | case11 | 378361.1271
H4 | V5 | case12 | 492349.3976

## XStore_unsteady
TOC
XStore_unsteady | (parameter) | Store Energy Generated during unsteady flow days over different cases (MWH)
Wkn | tot_vol | case | Value
H1 | V1 | case1 | 322018.7513
H1 | V1 | case2 | 314885.9513
H1 | V1 | case3 | 307753.1513
H1 | V1 | case4 | 293487.5513
H1 | V1 | case5 | 279221.9513
H1 | V1 | case6 | 264956.3513
H1 | V1 | case7 | 257823.5513
H1 | V1 | case8 | 250354.3799
H1 | V1 | case9 | 203017.6781
H1 | V1 | case10 | 148011.2988
H1 | V1 | case11 | 85335.2422
H1 | V2 | case1 | 370172.447
H1 | V2 | case2 | 362833.2068
H1 | V2 | case3 | 355187.1794
H1 | V2 | case4 | 338974.7635
H1 | V2 | case5 | 321535.1992
H1 | V2 | case6 | 302868.4865
H1 | V2 | case7 | 293074.9495
H1 | V2 | case8 | 282974.6254
H1 | V2 | case9 | 227871.1984
H1 | V2 | case10 | 165098.0941
H1 | V2 | case11 | 94655.3123
H1 | V3 | case1 | 422839.4201
H1 | V3 | case2 | 413801.2453
H1 | V3 | case3 | 404456.2833
H1 | V3 | case4 | 384845.9982
H1 | V3 | case5 | 364008.5646
H1 | V3 | case6 | 341943.9827
H1 | V3 | case7 | 330451.5111
H1 | V3 | case8 | 318652.2523
H1 | V3 | case9 | 255054.1523
H1 | V3 | case10 | 183786.3749
H1 | V3 | case11 | 104848.92
H1 | V4 | case1 | 447590.3614
H1 | V4 | case2 | 437753.7691
H1 | V4 | case3 | 427610.3897
H1 | V4 | case4 | 406403.2696
H1 | V4 | case5 | 383969.0012
H1 | V4 | case6 | 360307.5843
H1 | V4 | case7 | 348016.6952
H1 | V4 | case8 | 335419.019
H1 | V4 | case9 | 267828.8317
H1 | V4 | case10 | 192568.967
H1 | V4 | case11 | 109639.4248
H1 | V5 | case1 | 492349.3976
H1 | V5 | case2 | 481068.9654
H1 | V5 | case3 | 469481.7461
H1 | V5 | case4 | 445386.9463
H1 | V5 | case5 | 420064.9981
H1 | V5 | case6 | 393515.9014
H1 | V5 | case7 | 379781.1725
H1 | V5 | case8 | 365739.6564
H1 | V5 | case9 | 290930.2697
H1 | V5 | case10 | 208451.2056
H1 | V5 | case11 | 118302.464
H2 | V1 | case1 | 322018.7513
H2 | V1 | case2 | 314440.1513
H2 | V1 | case3 | 306861.5513
H2 | V1 | case4 | 291704.3513
H2 | V1 | case5 | 276547.1513
H2 | V1 | case6 | 261389.9513
H2 | V1 | case7 | 253811.3513
H2 | V1 | case8 | 246232.7513
H2 | V1 | case9 | 199566.3232
H2 | V1 | case10 | 144847.5569
H2 | V1 | case11 | 83178.1454
H2 | V2 | case1 | 370172.447
H2 | V2 | case2 | 362401.7874
H2 | V2 | case3 | 354353.102
H2 | V2 | case4 | 337421.6538
H2 | V2 | case5 | 319378.1024
H2 | V2 | case6 | 300222.4478
H2 | V2 | case7 | 290227.5817
H2 | V2 | case8 | 279954.6899
H2 | V2 | case9 | 224419.8436
H2 | V2 | case10 | 161934.3522
H2 | V2 | case11 | 92498.2155
H2 | V3 | case1 | 422839.4201
H2 | V3 | case2 | 413369.8259
H2 | V3 | case3 | 403622.2059
H2 | V3 | case4 | 383292.8885
H2 | V3 | case5 | 361851.4678
H2 | V3 | case6 | 339297.944
H2 | V3 | case7 | 327604.1433
H2 | V3 | case8 | 315632.3169
H2 | V3 | case9 | 251602.7975
H2 | V3 | case10 | 180622.6329
H2 | V3 | case11 | 102691.8232
H2 | V4 | case1 | 447590.3614
H2 | V4 | case2 | 437322.3498
H2 | V4 | case3 | 426776.3123
H2 | V4 | case4 | 404850.16
H2 | V4 | case5 | 381811.9044
H2 | V4 | case6 | 357661.5456
H2 | V4 | case7 | 345169.3275
H2 | V4 | case8 | 332399.0836
H2 | V4 | case9 | 264377.4769
H2 | V4 | case10 | 189405.225
H2 | V4 | case11 | 107482.328
H2 | V5 | case1 | 492349.3976
H2 | V5 | case2 | 480637.5461
H2 | V5 | case3 | 468647.6687
H2 | V5 | case4 | 443833.8366
H2 | V5 | case5 | 417907.9013
H2 | V5 | case6 | 390869.8627
H2 | V5 | case7 | 376933.8047
H2 | V5 | case8 | 362719.7209
H2 | V5 | case9 | 287478.9149
H2 | V5 | case10 | 205287.4637
H2 | V5 | case11 | 116145.3673
H3 | V1 | case1 | 322018.7513
H3 | V1 | case2 | 314217.2513
H3 | V1 | case3 | 306415.7513
H3 | V1 | case4 | 290812.7513
H3 | V1 | case5 | 275209.7513
H3 | V1 | case6 | 259606.7513
H3 | V1 | case7 | 251805.2513
H3 | V1 | case8 | 244003.7513
H3 | V1 | case9 | 197840.6458
H3 | V1 | case10 | 143265.6859
H3 | V1 | case11 | 82099.597
H3 | V2 | case1 | 370172.447
H3 | V2 | case2 | 362186.0777
H3 | V2 | case3 | 353936.0633
H3 | V2 | case4 | 336645.099
H3 | V2 | case5 | 318299.554
H3 | V2 | case6 | 298899.4284
H3 | V2 | case7 | 288803.8979
H3 | V2 | case8 | 278444.7222
H3 | V2 | case9 | 222694.1662
H3 | V2 | case10 | 160352.4812
H3 | V2 | case11 | 91419.6672
H3 | V3 | case1 | 422839.4201
H3 | V3 | case2 | 413154.1162
H3 | V3 | case3 | 403205.1672
H3 | V3 | case4 | 382516.3337
H3 | V3 | case5 | 360772.9195
H3 | V3 | case6 | 337974.9246
H3 | V3 | case7 | 326180.4594
H3 | V3 | case8 | 314122.3491
H3 | V3 | case9 | 249877.1201
H3 | V3 | case10 | 179040.762
H3 | V3 | case11 | 101613.2749
H3 | V4 | case1 | 447590.3614
H3 | V4 | case2 | 437106.6401
H3 | V4 | case3 | 426359.2736
H3 | V4 | case4 | 404073.6051
H3 | V4 | case5 | 380733.356
H3 | V4 | case6 | 356338.5262
H3 | V4 | case7 | 343745.6436
H3 | V4 | case8 | 330889.1158
H3 | V4 | case9 | 262651.7995
H3 | V4 | case10 | 187823.3541
H3 | V4 | case11 | 106403.7796
H3 | V5 | case1 | 492349.3976
H3 | V5 | case2 | 480421.8364
H3 | V5 | case3 | 468230.63
H3 | V5 | case4 | 443057.2818
H3 | V5 | case5 | 416829.3529
H3 | V5 | case6 | 389546.8434
H3 | V5 | case7 | 375510.1209
H3 | V5 | case8 | 361209.7532
H3 | V5 | case9 | 285753.2375
H3 | V5 | case10 | 203705.5927
H3 | V5 | case11 | 115066.8189
H4 | V1 | case1 | 322018.7513
H4 | V1 | case2 | 313994.3513
H4 | V1 | case3 | 305969.9513
H4 | V1 | case4 | 289921.1513
H4 | V1 | case5 | 273872.3513
H4 | V1 | case6 | 257823.5513
H4 | V1 | case7 | 249799.1513
H4 | V1 | case8 | 241774.7513
H4 | V1 | case9 | 196114.9684
H4 | V1 | case10 | 141683.815
H4 | V1 | case11 | 81021.0486
H4 | V2 | case1 | 370172.447
H4 | V2 | case2 | 361970.3681
H4 | V2 | case3 | 353519.0246
H4 | V2 | case4 | 335868.5442
H4 | V2 | case5 | 317221.0056
H4 | V2 | case6 | 297576.4091
H4 | V2 | case7 | 287380.214
H4 | V2 | case8 | 276934.7544
H4 | V2 | case9 | 220968.4888
H4 | V2 | case10 | 158770.6102
H4 | V2 | case11 | 90341.1188
H4 | V3 | case1 | 422839.4201
H4 | V3 | case2 | 412938.4066
H4 | V3 | case3 | 402788.1285
H4 | V3 | case4 | 381739.7788
H4 | V3 | case5 | 359694.3711
H4 | V3 | case6 | 336651.9053
H4 | V3 | case7 | 324756.7756
H4 | V3 | case8 | 312612.3814
H4 | V3 | case9 | 248151.4426
H4 | V3 | case10 | 177458.891
H4 | V3 | case11 | 100534.7265
H4 | V4 | case1 | 447590.3614
H4 | V4 | case2 | 436890.9304
H4 | V4 | case3 | 425942.2349
H4 | V4 | case4 | 403297.0503
H4 | V4 | case5 | 379654.8076
H4 | V4 | case6 | 355015.5069
H4 | V4 | case7 | 342321.9597
H4 | V4 | case8 | 329379.1481
H4 | V4 | case9 | 260926.122
H4 | V4 | case10 | 186241.4831
H4 | V4 | case11 | 105325.2312
H4 | V5 | case1 | 492349.3976
H4 | V5 | case2 | 480206.1267
H4 | V5 | case3 | 467813.5913
H4 | V5 | case4 | 442280.7269
H4 | V5 | case5 | 415750.8045
H4 | V5 | case6 | 388223.824
H4 | V5 | case7 | 374086.437
H4 | V5 | case8 | 359699.7855
H4 | V5 | case9 | 284027.56
H4 | V5 | case10 | 202123.7217
H4 | V5 | case11 | 113988.2705