## Table of Contents
Name | Type | Dim | Count | Explanatory text
Convert | parameter | 0 | 1 | conversion factor from cfs to ac-ft per hour (0.0014*60)
d | set | 1 | 31 | days in March
Daily_RelRange | parameter | 0 | 1 | Allowable daily release change range (cfs)
EnergyRate | parameter | 1 | 24 | Energy revenue ($ per MWH)
Energy_Gen | variable | 2 | 744 | Hydropower Generated at a each time step (MWH)
EQ10_EnergyGen_Max | equation | 2 | 744 | Maximum Energy Generation Limit of the Glen Caynon Dam(MWh)
EQ11_EnergyRevenue | equation | 0 | 1 | Total monthly Hydropower Revenue generated
EQ12_ReleaseSim | equation | 2 | 744 | Setting release values as predefined for simulation(cfs)
EQ1__ResMassBal | equation | 1 | 31 | Reservoir mass balance (acre-ft)
EQ2__reqpowerstorage | equation | 1 | 31 | The minimum storage equivalent to reservoir level required for hydropower generation (acre-ft)
EQ3__maxstor | equation | 1 | 31 | Reservoir storage max (acre-ft)
EQ4__MaxR | equation | 2 | 744 | Max Release (cfs)
EQ5__MinR | equation | 2 | 744 | Min Release (cfs)
EQ6_Rel_Range | equation | 2 | 744 | Constraining the daily release range on a weekday (cfs per day)
EQ7_FlowVolume | equation | 2 | 744 | volume of water released per time step (acre-ft)
EQ8__March_rel | equation | 0 | 1 | Total monthly volume of water released(acre-ft)
EQ9_EnergyGen | equation | 2 | 744 | Amount of energy generated in each time step (MWH)
evap | parameter | 0 | 1 | evaporation (ac-ft per day). Evaporation is considered constant throughout the month
FStore | parameter | 0 | 1 | Storing objective function value
Inflow | parameter | 1 | 31 | Inflow to reservoir (cfs)
initstorage | parameter | 0 | 1 | Initial reservoir storage on 1st March 2018 (acre-ft)
maxRel | parameter | 0 | 1 | Maximum release in a day d at any timeperiod p(cfs)
maxstorage | parameter | 0 | 1 | Reservoir capacity (acre-ft)
minRel | parameter | 0 | 1 | Minimum release in a day d at any timeperiod p(cfs)
minstorage | parameter | 0 | 1 | Minimum reservoir storage to maintain hydropower level(acre-ft)
ModelResults | parameter | 1 | 2 | Store solution status of the scenarios i.e. whether the solution found is optimal or not?
modpar | set | 1 | 2 | Saving model parameter for each of the scenario
ObjectiveVal | variable | 0 | 1 | Objective function value
observed_release | parameter | 2 | 744 | observed release during March 2018 averaged over hourly timestep (cfs)
p | set | 1 | 24 | time periods during a day
release | variable | 2 | 744 | reservoir release on any day d in any period p (cfs)
ReleaseVol | variable | 2 | 744 | volume of water released per time step(acre-ft)
RStore | parameter | 2 | 744 | Store Release values during each period (cfs)
Sstore | parameter | 1 | 31 | Store Storage Values (ac-ft)
storage | variable | 1 | 31 | reservoir storage on any day d (acre-ft)
Vol_monthlyrelease | variable | 0 | 1 | Total volume of water released in the month
Xstore | parameter | 1 | 31 | Storing energy generation(MWh per day)

## Scalar
TOC
Parameter | Value | Explanatory text
Convert | 0.083 | conversion factor from cfs to ac-ft per hour (0.0014*60)
Daily_RelRange | 8000 | Allowable daily release change range (cfs)
evap | 514 | evaporation (ac-ft per day). Evaporation is considered constant throughout the month
FStore | 19497013.7243 | Storing objective function value
initstorage | 13335432 | Initial reservoir storage on 1st March 2018 (acre-ft)
maxRel | 31500 | Maximum release in a day d at any timeperiod p(cfs)
maxstorage | 25000000 | Reservoir capacity (acre-ft)
minRel | 8000 | Minimum release in a day d at any timeperiod p(cfs)
minstorage | 8950000 | Minimum reservoir storage to maintain hydropower level(acre-ft)
Variable | Lowerbound | Value | Upperbound | Marginal | Explanatory text
ObjectiveVal | -INF | 19497013.7243 | INF | 0 | Objective function value
Vol_monthlyrelease | 0 | 838771.025 | INF | 0 | Total volume of water released in the month
Equation | Lowerbound | Value | Upperbound | Marginal | Explanatory text
EQ11_EnergyRevenue | 0 | 0 | 0 | 1 | Total monthly Hydropower Revenue generated
EQ8__March_rel | 0 | 0 | 0 | EPS | Total monthly volume of water released(acre-ft)

## d
TOC
d | (set) | days in March
d
d1
d2
d3
d4
d5
d6
d7
d8
d9
d10
d11
d12
d13
d14
d15
d16
d17
d18
d19
d20
d21
d22
d23
d24
d25
d26
d27
d28
d29
d30
d31

## EnergyRate
TOC
EnergyRate | (parameter) | Energy revenue ($ per MWH)
p | Value
p1 | 34.4499
p2 | 34.4101
p3 | 34.3894
p4 | 34.3892
p5 | 34.3946
p6 | 34.4123
p7 | 34.4774
p8 | 36.6732
p9 | 59.2846
p10 | 61.2534
p11 | 61.1504
p12 | 59.8872
p13 | 57.6349
p14 | 54.5587
p15 | 53.2409
p16 | 51.7758
p17 | 51.0365
p18 | 51.2174
p19 | 53.7825
p20 | 69.1907
p21 | 72.9018
p22 | 70.803
p23 | 59.2038
p24 | 49.4373

## Energy_Gen
TOC
Energy_Gen | (variable) | Hydropower Generated at a each time step (MWH)
d | p | Lowerbound | Value | Upperbound | Marginal
d1 | p1 | 0 | 523.815 | INF | 0
d1 | p2 | 0 | 522.8863 | INF | 0
d1 | p3 | 0 | 508.0263 | INF | 0
d1 | p4 | 0 | 475.52 | INF | 0
d1 | p5 | 0 | 445.8 | INF | 0
d1 | p6 | 0 | 421.6525 | INF | 0
d1 | p7 | 0 | 415.1513 | INF | 0
d1 | p8 | 0 | 435.5838 | INF | 0
d1 | p9 | 0 | 468.09 | INF | 0
d1 | p10 | 0 | 493.1663 | INF | 0
d1 | p11 | 0 | 509.8838 | INF | 0
d1 | p12 | 0 | 513.5987 | INF | 0
d1 | p13 | 0 | 504.3113 | INF | 0
d1 | p14 | 0 | 481.0925 | INF | 0
d1 | p15 | 0 | 458.8025 | INF | 0
d1 | p16 | 0 | 441.1563 | INF | 0
d1 | p17 | 0 | 432.7975 | INF | 0
d1 | p18 | 0 | 432.7975 | INF | 0
d1 | p19 | 0 | 447.6575 | INF | 0
d1 | p20 | 0 | 483.8788 | INF | 0
d1 | p21 | 0 | 532.1738 | INF | 0
d1 | p22 | 0 | 567.4663 | INF | 0
d1 | p23 | 0 | 589.7563 | INF | 0
d1 | p24 | 0 | 598.115 | INF | 0
d2 | p1 | 0 | 579.54 | INF | 0
d2 | p2 | 0 | 548.8913 | INF | 0
d2 | p3 | 0 | 506.1688 | INF | 0
d2 | p4 | 0 | 458.8025 | INF | 0
d2 | p5 | 0 | 419.795 | INF | 0
d2 | p6 | 0 | 393.79 | INF | 0
d2 | p7 | 0 | 385.4313 | INF | 0
d2 | p8 | 0 | 398.4338 | INF | 0
d2 | p9 | 0 | 430.0113 | INF | 0
d2 | p10 | 0 | 466.2325 | INF | 0
d2 | p11 | 0 | 494.095 | INF | 0
d2 | p12 | 0 | 510.8125 | INF | 0
d2 | p13 | 0 | 513.5987 | INF | 0
d2 | p14 | 0 | 510.8125 | INF | 0
d2 | p15 | 0 | 501.525 | INF | 0
d2 | p16 | 0 | 498.7388 | INF | 0
d2 | p17 | 0 | 493.1663 | INF | 0
d2 | p18 | 0 | 497.81 | INF | 0
d2 | p19 | 0 | 513.5987 | INF | 0
d2 | p20 | 0 | 539.6037 | INF | 0
d2 | p21 | 0 | 572.11 | INF | 0
d2 | p22 | 0 | 594.4 | INF | 0
d2 | p23 | 0 | 603.6875 | INF | 0
d2 | p24 | 0 | 588.8275 | INF | 0
d3 | p1 | 0 | 549.82 | INF | 0
d3 | p2 | 0 | 497.81 | INF | 0
d3 | p3 | 0 | 450.4438 | INF | 0
d3 | p4 | 0 | 412.365 | INF | 0
d3 | p5 | 0 | 384.5025 | INF | 0
d3 | p6 | 0 | 366.0204 | INF | 0
d3 | p7 | 0 | 355.154 | INF | 0
d3 | p8 | 0 | 359.0548 | INF | 0
d3 | p9 | 0 | 391.9325 | INF | 0
d3 | p10 | 0 | 433.7263 | INF | 0
d3 | p11 | 0 | 471.805 | INF | 0
d3 | p12 | 0 | 503.3825 | INF | 0
d3 | p13 | 0 | 517.3138 | INF | 0
d3 | p14 | 0 | 508.955 | INF | 0
d3 | p15 | 0 | 477.3775 | INF | 0
d3 | p16 | 0 | 443.0138 | INF | 0
d3 | p17 | 0 | 420.7238 | INF | 0
d3 | p18 | 0 | 420.7238 | INF | 0
d3 | p19 | 0 | 445.8 | INF | 0
d3 | p20 | 0 | 484.8075 | INF | 0
d3 | p21 | 0 | 532.1738 | INF | 0
d3 | p22 | 0 | 571.1813 | INF | 0
d3 | p23 | 0 | 596.2575 | INF | 0
d3 | p24 | 0 | 602.7588 | INF | 0
d4 | p1 | 0 | 586.0412 | INF | 0
d4 | p2 | 0 | 546.105 | INF | 0
d4 | p3 | 0 | 501.525 | INF | 0
d4 | p4 | 0 | 456.945 | INF | 0
d4 | p5 | 0 | 420.7238 | INF | 0
d4 | p6 | 0 | 398.4338 | INF | 0
d4 | p7 | 0 | 382.645 | INF | 0
d4 | p8 | 0 | 371.3143 | INF | 0
d4 | p9 | 0 | 374.8435 | INF | 0
d4 | p10 | 0 | 398.4338 | INF | 0
d4 | p11 | 0 | 422.5813 | INF | 0
d4 | p12 | 0 | 429.0825 | INF | 0
d4 | p13 | 0 | 428.1538 | INF | 0
d4 | p14 | 0 | 424.4388 | INF | 0
d4 | p15 | 0 | 420.7238 | INF | 0
d4 | p16 | 0 | 426.2963 | INF | 0
d4 | p17 | 0 | 436.5125 | INF | 0
d4 | p18 | 0 | 447.6575 | INF | 0
d4 | p19 | 0 | 463.4463 | INF | 0
d4 | p20 | 0 | 483.8788 | INF | 0
d4 | p21 | 0 | 506.1688 | INF | 0
d4 | p22 | 0 | 521.9575 | INF | 0
d4 | p23 | 0 | 529.3875 | INF | 0
d4 | p24 | 0 | 527.53 | INF | 0
d5 | p1 | 0 | 508.0263 | INF | 0
d5 | p2 | 0 | 480.1638 | INF | 0
d5 | p3 | 0 | 453.23 | INF | 0
d5 | p4 | 0 | 423.51 | INF | 0
d5 | p5 | 0 | 397.505 | INF | 0
d5 | p6 | 0 | 384.5025 | INF | 0
d5 | p7 | 0 | 387.2888 | INF | 0
d5 | p8 | 0 | 411.4363 | INF | 0
d5 | p9 | 0 | 460.66 | INF | 0
d5 | p10 | 0 | 516.385 | INF | 0
d5 | p11 | 0 | 553.535 | INF | 0
d5 | p12 | 0 | 573.9675 | INF | 0
d5 | p13 | 0 | 583.255 | INF | 0
d5 | p14 | 0 | 582.3263 | INF | 0
d5 | p15 | 0 | 573.9675 | INF | 0
d5 | p16 | 0 | 565.6087 | INF | 0
d5 | p17 | 0 | 560.965 | INF | 0
d5 | p18 | 0 | 564.68 | INF | 0
d5 | p19 | 0 | 572.11 | INF | 0
d5 | p20 | 0 | 582.3263 | INF | 0
d5 | p21 | 0 | 590.685 | INF | 0
d5 | p22 | 0 | 598.115 | INF | 0
d5 | p23 | 0 | 598.115 | INF | 0
d5 | p24 | 0 | 573.0388 | INF | 0
d6 | p1 | 0 | 528.4588 | INF | 0
d6 | p2 | 0 | 473.6625 | INF | 0
d6 | p3 | 0 | 425.3675 | INF | 0
d6 | p4 | 0 | 391.0038 | INF | 0
d6 | p5 | 0 | 368.7138 | INF | 0
d6 | p6 | 0 | 359.612 | INF | 0
d6 | p7 | 0 | 363.9771 | INF | 0
d6 | p8 | 0 | 390.075 | INF | 0
d6 | p9 | 0 | 443.9425 | INF | 0
d6 | p10 | 0 | 506.1688 | INF | 0
d6 | p11 | 0 | 553.535 | INF | 0
d6 | p12 | 0 | 581.3975 | INF | 0
d6 | p13 | 0 | 588.8275 | INF | 0
d6 | p14 | 0 | 588.8275 | INF | 0
d6 | p15 | 0 | 580.4688 | INF | 0
d6 | p16 | 0 | 569.3238 | INF | 0
d6 | p17 | 0 | 560.0362 | INF | 0
d6 | p18 | 0 | 559.1075 | INF | 0
d6 | p19 | 0 | 570.2525 | INF | 0
d6 | p20 | 0 | 588.8275 | INF | 0
d6 | p21 | 0 | 603.6875 | INF | 0
d6 | p22 | 0 | 612.0462 | INF | 0
d6 | p23 | 0 | 616.69 | INF | 0
d6 | p24 | 0 | 612.975 | INF | 0
d7 | p1 | 0 | 588.8275 | INF | 0
d7 | p2 | 0 | 546.105 | INF | 0
d7 | p3 | 0 | 492.2375 | INF | 0
d7 | p4 | 0 | 442.085 | INF | 0
d7 | p5 | 0 | 406.7925 | INF | 0
d7 | p6 | 0 | 386.36 | INF | 0
d7 | p7 | 0 | 384.5025 | INF | 0
d7 | p8 | 0 | 409.5788 | INF | 0
d7 | p9 | 0 | 460.66 | INF | 0
d7 | p10 | 0 | 519.1712 | INF | 0
d7 | p11 | 0 | 563.7513 | INF | 0
d7 | p12 | 0 | 582.3263 | INF | 0
d7 | p13 | 0 | 583.255 | INF | 0
d7 | p14 | 0 | 571.1813 | INF | 0
d7 | p15 | 0 | 563.7513 | INF | 0
d7 | p16 | 0 | 556.3213 | INF | 0
d7 | p17 | 0 | 552.6063 | INF | 0
d7 | p18 | 0 | 555.3925 | INF | 0
d7 | p19 | 0 | 573.0388 | INF | 0
d7 | p20 | 0 | 591.6138 | INF | 0
d7 | p21 | 0 | 607.4025 | INF | 0
d7 | p22 | 0 | 613.9038 | INF | 0
d7 | p23 | 0 | 613.9038 | INF | 0
d7 | p24 | 0 | 590.685 | INF | 0
d8 | p1 | 0 | 547.0338 | INF | 0
d8 | p2 | 0 | 494.095 | INF | 0
d8 | p3 | 0 | 443.9425 | INF | 0
d8 | p4 | 0 | 408.65 | INF | 0
d8 | p5 | 0 | 384.5025 | INF | 0
d8 | p6 | 0 | 370.757 | INF | 0
d8 | p7 | 0 | 368.3423 | INF | 0
d8 | p8 | 0 | 390.075 | INF | 0
d8 | p9 | 0 | 445.8 | INF | 0
d8 | p10 | 0 | 509.8838 | INF | 0
d8 | p11 | 0 | 553.535 | INF | 0
d8 | p12 | 0 | 573.0388 | INF | 0
d8 | p13 | 0 | 573.9675 | INF | 0
d8 | p14 | 0 | 569.3238 | INF | 0
d8 | p15 | 0 | 561.8938 | INF | 0
d8 | p16 | 0 | 556.3213 | INF | 0
d8 | p17 | 0 | 552.6063 | INF | 0
d8 | p18 | 0 | 559.1075 | INF | 0
d8 | p19 | 0 | 576.7538 | INF | 0
d8 | p20 | 0 | 592.5425 | INF | 0
d8 | p21 | 0 | 605.545 | INF | 0
d8 | p22 | 0 | 612.975 | INF | 0
d8 | p23 | 0 | 610.1888 | INF | 0
d8 | p24 | 0 | 589.7563 | INF | 0
d9 | p1 | 0 | 548.8913 | INF | 0
d9 | p2 | 0 | 494.095 | INF | 0
d9 | p3 | 0 | 443.9425 | INF | 0
d9 | p4 | 0 | 404.935 | INF | 0
d9 | p5 | 0 | 381.7163 | INF | 0
d9 | p6 | 0 | 366.299 | INF | 0
d9 | p7 | 0 | 359.2405 | INF | 0
d9 | p8 | 0 | 371.8715 | INF | 0
d9 | p9 | 0 | 418.8663 | INF | 0
d9 | p10 | 0 | 483.8788 | INF | 0
d9 | p11 | 0 | 534.96 | INF | 0
d9 | p12 | 0 | 565.6087 | INF | 0
d9 | p13 | 0 | 567.4663 | INF | 0
d9 | p14 | 0 | 559.1075 | INF | 0
d9 | p15 | 0 | 547.0338 | INF | 0
d9 | p16 | 0 | 543.3188 | INF | 0
d9 | p17 | 0 | 539.6037 | INF | 0
d9 | p18 | 0 | 545.1762 | INF | 0
d9 | p19 | 0 | 564.68 | INF | 0
d9 | p20 | 0 | 581.3975 | INF | 0
d9 | p21 | 0 | 595.3288 | INF | 0
d9 | p22 | 0 | 604.6163 | INF | 0
d9 | p23 | 0 | 604.6163 | INF | 0
d9 | p24 | 0 | 586.97 | INF | 0
d10 | p1 | 0 | 547.9625 | INF | 0
d10 | p2 | 0 | 501.525 | INF | 0
d10 | p3 | 0 | 456.0163 | INF | 0
d10 | p4 | 0 | 421.6525 | INF | 0
d10 | p5 | 0 | 403.0775 | INF | 0
d10 | p6 | 0 | 391.9325 | INF | 0
d10 | p7 | 0 | 388.2175 | INF | 0
d10 | p8 | 0 | 395.6475 | INF | 0
d10 | p9 | 0 | 417.0088 | INF | 0
d10 | p10 | 0 | 443.9425 | INF | 0
d10 | p11 | 0 | 461.5888 | INF | 0
d10 | p12 | 0 | 474.5913 | INF | 0
d10 | p13 | 0 | 490.38 | INF | 0
d10 | p14 | 0 | 495.9525 | INF | 0
d10 | p15 | 0 | 482.0213 | INF | 0
d10 | p16 | 0 | 465.3038 | INF | 0
d10 | p17 | 0 | 449.515 | INF | 0
d10 | p18 | 0 | 443.9425 | INF | 0
d10 | p19 | 0 | 456.945 | INF | 0
d10 | p20 | 0 | 493.1663 | INF | 0
d10 | p21 | 0 | 535.8888 | INF | 0
d10 | p22 | 0 | 564.68 | INF | 0
d10 | p23 | 0 | 579.54 | INF | 0
d10 | p24 | 0 | 571.1813 | INF | 0
d11 | p1 | 0 | 539.6037 | INF | 0
d11 | p2 | 0 | 493.1663 | INF | 0
d11 | p3 | 0 | 443.9425 | INF | 0
d11 | p4 | 0 | 403.0775 | INF | 0
d11 | p5 | 0 | 371.8715 | INF | 0
d11 | p6 | 0 | 349.953 | INF | 0
d11 | p7 | 0 | 343.9161 | INF | 0
d11 | p8 | 0 | 356.4543 | INF | 0
d11 | p9 | 0 | 390.075 | INF | 0
d11 | p10 | 0 | 427.225 | INF | 0
d11 | p11 | 0 | 452.3013 | INF | 0
d11 | p12 | 0 | 460.66 | INF | 0
d11 | p13 | 0 | 460.66 | INF | 0
d11 | p14 | 0 | 461.5888 | INF | 0
d11 | p15 | 0 | 460.66 | INF | 0
d11 | p16 | 0 | 462.5175 | INF | 0
d11 | p17 | 0 | 468.09 | INF | 0
d11 | p18 | 0 | 477.3775 | INF | 0
d11 | p19 | 0 | 492.2375 | INF | 0
d11 | p20 | 0 | 509.8838 | INF | 0
d11 | p21 | 0 | 520.1 | INF | 0
d11 | p22 | 0 | 525.6725 | INF | 0
d11 | p23 | 0 | 526.6013 | INF | 0
d11 | p24 | 0 | 509.8838 | INF | 0
d12 | p1 | 0 | 472.7338 | INF | 0
d12 | p2 | 0 | 431.8688 | INF | 0
d12 | p3 | 0 | 398.4338 | INF | 0
d12 | p4 | 0 | 373.9148 | INF | 0
d12 | p5 | 0 | 357.1044 | INF | 0
d12 | p6 | 0 | 346.981 | INF | 0
d12 | p7 | 0 | 348.467 | INF | 0
d12 | p8 | 0 | 374.472 | INF | 0
d12 | p9 | 0 | 440.2275 | INF | 0
d12 | p10 | 0 | 508.0263 | INF | 0
d12 | p11 | 0 | 549.82 | INF | 0
d12 | p12 | 0 | 563.7513 | INF | 0
d12 | p13 | 0 | 569.3238 | INF | 0
d12 | p14 | 0 | 573.0388 | INF | 0
d12 | p15 | 0 | 572.11 | INF | 0
d12 | p16 | 0 | 573.0388 | INF | 0
d12 | p17 | 0 | 573.0388 | INF | 0
d12 | p18 | 0 | 581.3975 | INF | 0
d12 | p19 | 0 | 595.3288 | INF | 0
d12 | p20 | 0 | 604.6163 | INF | 0
d12 | p21 | 0 | 611.1175 | INF | 0
d12 | p22 | 0 | 612.0462 | INF | 0
d12 | p23 | 0 | 601.83 | INF | 0
d12 | p24 | 0 | 576.7538 | INF | 0
d13 | p1 | 0 | 531.245 | INF | 0
d13 | p2 | 0 | 476.4488 | INF | 0
d13 | p3 | 0 | 427.225 | INF | 0
d13 | p4 | 0 | 391.0038 | INF | 0
d13 | p5 | 0 | 368.1565 | INF | 0
d13 | p6 | 0 | 354.2253 | INF | 0
d13 | p7 | 0 | 354.5968 | INF | 0
d13 | p8 | 0 | 379.4873 | INF | 0
d13 | p9 | 0 | 420.7238 | INF | 0
d13 | p10 | 0 | 449.515 | INF | 0
d13 | p11 | 0 | 466.2325 | INF | 0
d13 | p12 | 0 | 473.6625 | INF | 0
d13 | p13 | 0 | 476.4488 | INF | 0
d13 | p14 | 0 | 479.235 | INF | 0
d13 | p15 | 0 | 482.95 | INF | 0
d13 | p16 | 0 | 483.8788 | INF | 0
d13 | p17 | 0 | 486.665 | INF | 0
d13 | p18 | 0 | 491.3088 | INF | 0
d13 | p19 | 0 | 500.5963 | INF | 0
d13 | p20 | 0 | 525.6725 | INF | 0
d13 | p21 | 0 | 549.82 | INF | 0
d13 | p22 | 0 | 573.0388 | INF | 0
d13 | p23 | 0 | 589.7563 | INF | 0
d13 | p24 | 0 | 597.1863 | INF | 0
d14 | p1 | 0 | 580.4688 | INF | 0
d14 | p2 | 0 | 541.4613 | INF | 0
d14 | p3 | 0 | 488.5225 | INF | 0
d14 | p4 | 0 | 439.2988 | INF | 0
d14 | p5 | 0 | 404.935 | INF | 0
d14 | p6 | 0 | 383.5738 | INF | 0
d14 | p7 | 0 | 378.0013 | INF | 0
d14 | p8 | 0 | 404.0063 | INF | 0
d14 | p9 | 0 | 461.5888 | INF | 0
d14 | p10 | 0 | 521.0288 | INF | 0
d14 | p11 | 0 | 561.8938 | INF | 0
d14 | p12 | 0 | 577.6825 | INF | 0
d14 | p13 | 0 | 580.4688 | INF | 0
d14 | p14 | 0 | 578.6113 | INF | 0
d14 | p15 | 0 | 570.2525 | INF | 0
d14 | p16 | 0 | 566.5375 | INF | 0
d14 | p17 | 0 | 567.4663 | INF | 0
d14 | p18 | 0 | 577.6825 | INF | 0
d14 | p19 | 0 | 593.4713 | INF | 0
d14 | p20 | 0 | 610.1888 | INF | 0
d14 | p21 | 0 | 614.8325 | INF | 0
d14 | p22 | 0 | 607.4025 | INF | 0
d14 | p23 | 0 | 589.7563 | INF | 0
d14 | p24 | 0 | 563.7513 | INF | 0
d15 | p1 | 0 | 524.7438 | INF | 0
d15 | p2 | 0 | 478.3063 | INF | 0
d15 | p3 | 0 | 441.1563 | INF | 0
d15 | p4 | 0 | 405.8638 | INF | 0
d15 | p5 | 0 | 380.7875 | INF | 0
d15 | p6 | 0 | 366.299 | INF | 0
d15 | p7 | 0 | 367.2278 | INF | 0
d15 | p8 | 0 | 397.505 | INF | 0
d15 | p9 | 0 | 460.66 | INF | 0
d15 | p10 | 0 | 530.3163 | INF | 0
d15 | p11 | 0 | 567.4663 | INF | 0
d15 | p12 | 0 | 584.1838 | INF | 0
d15 | p13 | 0 | 584.1838 | INF | 0
d15 | p14 | 0 | 581.3975 | INF | 0
d15 | p15 | 0 | 574.8963 | INF | 0
d15 | p16 | 0 | 572.11 | INF | 0
d15 | p17 | 0 | 570.2525 | INF | 0
d15 | p18 | 0 | 580.4688 | INF | 0
d15 | p19 | 0 | 599.0438 | INF | 0
d15 | p20 | 0 | 612.975 | INF | 0
d15 | p21 | 0 | 621.3338 | INF | 0
d15 | p22 | 0 | 624.12 | INF | 0
d15 | p23 | 0 | 612.0462 | INF | 0
d15 | p24 | 0 | 583.255 | INF | 0
d16 | p1 | 0 | 537.7463 | INF | 0
d16 | p2 | 0 | 482.0213 | INF | 0
d16 | p3 | 0 | 432.7975 | INF | 0
d16 | p4 | 0 | 395.6475 | INF | 0
d16 | p5 | 0 | 374.1005 | INF | 0
d16 | p6 | 0 | 363.6985 | INF | 0
d16 | p7 | 0 | 366.4848 | INF | 0
d16 | p8 | 0 | 398.4338 | INF | 0
d16 | p9 | 0 | 461.5888 | INF | 0
d16 | p10 | 0 | 525.6725 | INF | 0
d16 | p11 | 0 | 564.68 | INF | 0
d16 | p12 | 0 | 577.6825 | INF | 0
d16 | p13 | 0 | 579.54 | INF | 0
d16 | p14 | 0 | 578.6113 | INF | 0
d16 | p15 | 0 | 571.1813 | INF | 0
d16 | p16 | 0 | 566.5375 | INF | 0
d16 | p17 | 0 | 567.4663 | INF | 0
d16 | p18 | 0 | 578.6113 | INF | 0
d16 | p19 | 0 | 598.115 | INF | 0
d16 | p20 | 0 | 608.3313 | INF | 0
d16 | p21 | 0 | 617.6188 | INF | 0
d16 | p22 | 0 | 619.4763 | INF | 0
d16 | p23 | 0 | 610.1888 | INF | 0
d16 | p24 | 0 | 580.4688 | INF | 0
d17 | p1 | 0 | 534.96 | INF | 0
d17 | p2 | 0 | 480.1638 | INF | 0
d17 | p3 | 0 | 430.0113 | INF | 0
d17 | p4 | 0 | 394.7188 | INF | 0
d17 | p5 | 0 | 372.0573 | INF | 0
d17 | p6 | 0 | 355.2469 | INF | 0
d17 | p7 | 0 | 348.8385 | INF | 0
d17 | p8 | 0 | 358.2189 | INF | 0
d17 | p9 | 0 | 397.505 | INF | 0
d17 | p10 | 0 | 446.7288 | INF | 0
d17 | p11 | 0 | 482.0213 | INF | 0
d17 | p12 | 0 | 508.0263 | INF | 0
d17 | p13 | 0 | 519.1712 | INF | 0
d17 | p14 | 0 | 522.8863 | INF | 0
d17 | p15 | 0 | 511.7413 | INF | 0
d17 | p16 | 0 | 492.2375 | INF | 0
d17 | p17 | 0 | 486.665 | INF | 0
d17 | p18 | 0 | 505.24 | INF | 0
d17 | p19 | 0 | 539.6037 | INF | 0
d17 | p20 | 0 | 574.8963 | INF | 0
d17 | p21 | 0 | 594.4 | INF | 0
d17 | p22 | 0 | 607.4025 | INF | 0
d17 | p23 | 0 | 612.975 | INF | 0
d17 | p24 | 0 | 593.4713 | INF | 0
d18 | p1 | 0 | 554.4638 | INF | 0
d18 | p2 | 0 | 504.3113 | INF | 0
d18 | p3 | 0 | 455.0875 | INF | 0
d18 | p4 | 0 | 414.2225 | INF | 0
d18 | p5 | 0 | 384.5025 | INF | 0
d18 | p6 | 0 | 366.4848 | INF | 0
d18 | p7 | 0 | 359.2405 | INF | 0
d18 | p8 | 0 | 369.6425 | INF | 0
d18 | p9 | 0 | 401.22 | INF | 0
d18 | p10 | 0 | 436.5125 | INF | 0
d18 | p11 | 0 | 465.3038 | INF | 0
d18 | p12 | 0 | 479.235 | INF | 0
d18 | p13 | 0 | 477.3775 | INF | 0
d18 | p14 | 0 | 477.3775 | INF | 0
d18 | p15 | 0 | 473.6625 | INF | 0
d18 | p16 | 0 | 477.3775 | INF | 0
d18 | p17 | 0 | 475.52 | INF | 0
d18 | p18 | 0 | 477.3775 | INF | 0
d18 | p19 | 0 | 482.95 | INF | 0
d18 | p20 | 0 | 497.81 | INF | 0
d18 | p21 | 0 | 514.5275 | INF | 0
d18 | p22 | 0 | 524.7438 | INF | 0
d18 | p23 | 0 | 528.4588 | INF | 0
d18 | p24 | 0 | 512.67 | INF | 0
d19 | p1 | 0 | 471.805 | INF | 0
d19 | p2 | 0 | 430.94 | INF | 0
d19 | p3 | 0 | 399.3625 | INF | 0
d19 | p4 | 0 | 376.5153 | INF | 0
d19 | p5 | 0 | 360.355 | INF | 0
d19 | p6 | 0 | 351.0675 | INF | 0
d19 | p7 | 0 | 352.8321 | INF | 0
d19 | p8 | 0 | 382.8308 | INF | 0
d19 | p9 | 0 | 450.4438 | INF | 0
d19 | p10 | 0 | 521.0288 | INF | 0
d19 | p11 | 0 | 562.8225 | INF | 0
d19 | p12 | 0 | 577.6825 | INF | 0
d19 | p13 | 0 | 578.6113 | INF | 0
d19 | p14 | 0 | 571.1813 | INF | 0
d19 | p15 | 0 | 556.3213 | INF | 0
d19 | p16 | 0 | 540.5325 | INF | 0
d19 | p17 | 0 | 532.1738 | INF | 0
d19 | p18 | 0 | 549.82 | INF | 0
d19 | p19 | 0 | 576.7538 | INF | 0
d19 | p20 | 0 | 599.0438 | INF | 0
d19 | p21 | 0 | 612.975 | INF | 0
d19 | p22 | 0 | 617.6188 | INF | 0
d19 | p23 | 0 | 607.4025 | INF | 0
d19 | p24 | 0 | 576.7538 | INF | 0
d20 | p1 | 0 | 534.0312 | INF | 0
d20 | p2 | 0 | 491.3088 | INF | 0
d20 | p3 | 0 | 451.3725 | INF | 0
d20 | p4 | 0 | 422.5813 | INF | 0
d20 | p5 | 0 | 405.8638 | INF | 0
d20 | p6 | 0 | 401.22 | INF | 0
d20 | p7 | 0 | 405.8638 | INF | 0
d20 | p8 | 0 | 436.5125 | INF | 0
d20 | p9 | 0 | 490.38 | INF | 0
d20 | p10 | 0 | 547.0338 | INF | 0
d20 | p11 | 0 | 583.255 | INF | 0
d20 | p12 | 0 | 602.7588 | INF | 0
d20 | p13 | 0 | 608.3313 | INF | 0
d20 | p14 | 0 | 605.545 | INF | 0
d20 | p15 | 0 | 593.4713 | INF | 0
d20 | p16 | 0 | 584.1838 | INF | 0
d20 | p17 | 0 | 583.255 | INF | 0
d20 | p18 | 0 | 591.6138 | INF | 0
d20 | p19 | 0 | 604.6163 | INF | 0
d20 | p20 | 0 | 616.69 | INF | 0
d20 | p21 | 0 | 622.2625 | INF | 0
d20 | p22 | 0 | 624.12 | INF | 0
d20 | p23 | 0 | 616.69 | INF | 0
d20 | p24 | 0 | 591.6138 | INF | 0
d21 | p1 | 0 | 538.675 | INF | 0
d21 | p2 | 0 | 480.1638 | INF | 0
d21 | p3 | 0 | 429.0825 | INF | 0
d21 | p4 | 0 | 391.9325 | INF | 0
d21 | p5 | 0 | 369.4567 | INF | 0
d21 | p6 | 0 | 356.64 | INF | 0
d21 | p7 | 0 | 359.9835 | INF | 0
d21 | p8 | 0 | 397.505 | INF | 0
d21 | p9 | 0 | 462.5175 | INF | 0
d21 | p10 | 0 | 529.3875 | INF | 0
d21 | p11 | 0 | 573.0388 | INF | 0
d21 | p12 | 0 | 597.1863 | INF | 0
d21 | p13 | 0 | 602.7588 | INF | 0
d21 | p14 | 0 | 600.9013 | INF | 0
d21 | p15 | 0 | 602.7588 | INF | 0
d21 | p16 | 0 | 602.7588 | INF | 0
d21 | p17 | 0 | 601.83 | INF | 0
d21 | p18 | 0 | 604.6163 | INF | 0
d21 | p19 | 0 | 612.0462 | INF | 0
d21 | p20 | 0 | 617.6188 | INF | 0
d21 | p21 | 0 | 621.3338 | INF | 0
d21 | p22 | 0 | 616.69 | INF | 0
d21 | p23 | 0 | 609.26 | INF | 0
d21 | p24 | 0 | 581.3975 | INF | 0
d22 | p1 | 0 | 535.8888 | INF | 0
d22 | p2 | 0 | 478.3063 | INF | 0
d22 | p3 | 0 | 429.0825 | INF | 0
d22 | p4 | 0 | 393.79 | INF | 0
d22 | p5 | 0 | 371.1285 | INF | 0
d22 | p6 | 0 | 361.098 | INF | 0
d22 | p7 | 0 | 368.8995 | INF | 0
d22 | p8 | 0 | 407.7213 | INF | 0
d22 | p9 | 0 | 467.1613 | INF | 0
d22 | p10 | 0 | 526.6013 | INF | 0
d22 | p11 | 0 | 564.68 | INF | 0
d22 | p12 | 0 | 585.1125 | INF | 0
d22 | p13 | 0 | 591.6138 | INF | 0
d22 | p14 | 0 | 597.1863 | INF | 0
d22 | p15 | 0 | 597.1863 | INF | 0
d22 | p16 | 0 | 589.7563 | INF | 0
d22 | p17 | 0 | 586.97 | INF | 0
d22 | p18 | 0 | 595.3288 | INF | 0
d22 | p19 | 0 | 608.3313 | INF | 0
d22 | p20 | 0 | 611.1175 | INF | 0
d22 | p21 | 0 | 612.975 | INF | 0
d22 | p22 | 0 | 612.0462 | INF | 0
d22 | p23 | 0 | 601.83 | INF | 0
d22 | p24 | 0 | 571.1813 | INF | 0
d23 | p1 | 0 | 521.0288 | INF | 0
d23 | p2 | 0 | 469.9475 | INF | 0
d23 | p3 | 0 | 426.2963 | INF | 0
d23 | p4 | 0 | 395.6475 | INF | 0
d23 | p5 | 0 | 374.1005 | INF | 0
d23 | p6 | 0 | 365.556 | INF | 0
d23 | p7 | 0 | 371.5 | INF | 0
d23 | p8 | 0 | 404.935 | INF | 0
d23 | p9 | 0 | 466.2325 | INF | 0
d23 | p10 | 0 | 531.245 | INF | 0
d23 | p11 | 0 | 571.1813 | INF | 0
d23 | p12 | 0 | 586.97 | INF | 0
d23 | p13 | 0 | 590.685 | INF | 0
d23 | p14 | 0 | 591.6138 | INF | 0
d23 | p15 | 0 | 589.7563 | INF | 0
d23 | p16 | 0 | 586.0412 | INF | 0
d23 | p17 | 0 | 586.0412 | INF | 0
d23 | p18 | 0 | 596.2575 | INF | 0
d23 | p19 | 0 | 608.3313 | INF | 0
d23 | p20 | 0 | 616.69 | INF | 0
d23 | p21 | 0 | 622.2625 | INF | 0
d23 | p22 | 0 | 623.1913 | INF | 0
d23 | p23 | 0 | 616.69 | INF | 0
d23 | p24 | 0 | 590.685 | INF | 0
d24 | p1 | 0 | 542.39 | INF | 0
d24 | p2 | 0 | 484.8075 | INF | 0
d24 | p3 | 0 | 433.7263 | INF | 0
d24 | p4 | 0 | 397.505 | INF | 0
d24 | p5 | 0 | 373.729 | INF | 0
d24 | p6 | 0 | 358.4975 | INF | 0
d24 | p7 | 0 | 350.696 | INF | 0
d24 | p8 | 0 | 356.4543 | INF | 0
d24 | p9 | 0 | 388.9605 | INF | 0
d24 | p10 | 0 | 442.085 | INF | 0
d24 | p11 | 0 | 485.7363 | INF | 0
d24 | p12 | 0 | 510.8125 | INF | 0
d24 | p13 | 0 | 522.8863 | INF | 0
d24 | p14 | 0 | 521.0288 | INF | 0
d24 | p15 | 0 | 511.7413 | INF | 0
d24 | p16 | 0 | 500.5963 | INF | 0
d24 | p17 | 0 | 495.9525 | INF | 0
d24 | p18 | 0 | 507.0975 | INF | 0
d24 | p19 | 0 | 534.0312 | INF | 0
d24 | p20 | 0 | 560.0362 | INF | 0
d24 | p21 | 0 | 582.3263 | INF | 0
d24 | p22 | 0 | 599.0438 | INF | 0
d24 | p23 | 0 | 602.7588 | INF | 0
d24 | p24 | 0 | 580.4688 | INF | 0
d25 | p1 | 0 | 551.6775 | INF | 0
d25 | p2 | 0 | 513.5987 | INF | 0
d25 | p3 | 0 | 473.6625 | INF | 0
d25 | p4 | 0 | 439.2988 | INF | 0
d25 | p5 | 0 | 416.08 | INF | 0
d25 | p6 | 0 | 404.0063 | INF | 0
d25 | p7 | 0 | 397.505 | INF | 0
d25 | p8 | 0 | 404.935 | INF | 0
d25 | p9 | 0 | 423.51 | INF | 0
d25 | p10 | 0 | 447.6575 | INF | 0
d25 | p11 | 0 | 469.9475 | INF | 0
d25 | p12 | 0 | 479.235 | INF | 0
d25 | p13 | 0 | 482.95 | INF | 0
d25 | p14 | 0 | 482.95 | INF | 0
d25 | p15 | 0 | 482.0213 | INF | 0
d25 | p16 | 0 | 480.1638 | INF | 0
d25 | p17 | 0 | 478.3063 | INF | 0
d25 | p18 | 0 | 481.0925 | INF | 0
d25 | p19 | 0 | 487.5938 | INF | 0
d25 | p20 | 0 | 500.5963 | INF | 0
d25 | p21 | 0 | 516.385 | INF | 0
d25 | p22 | 0 | 525.6725 | INF | 0
d25 | p23 | 0 | 529.3875 | INF | 0
d25 | p24 | 0 | 513.5987 | INF | 0
d26 | p1 | 0 | 475.52 | INF | 0
d26 | p2 | 0 | 431.8688 | INF | 0
d26 | p3 | 0 | 400.2913 | INF | 0
d26 | p4 | 0 | 378.93 | INF | 0
d26 | p5 | 0 | 363.327 | INF | 0
d26 | p6 | 0 | 354.5039 | INF | 0
d26 | p7 | 0 | 357.383 | INF | 0
d26 | p8 | 0 | 389.5178 | INF | 0
d26 | p9 | 0 | 453.23 | INF | 0
d26 | p10 | 0 | 518.2425 | INF | 0
d26 | p11 | 0 | 560.0362 | INF | 0
d26 | p12 | 0 | 577.6825 | INF | 0
d26 | p13 | 0 | 583.255 | INF | 0
d26 | p14 | 0 | 581.3975 | INF | 0
d26 | p15 | 0 | 575.825 | INF | 0
d26 | p16 | 0 | 569.3238 | INF | 0
d26 | p17 | 0 | 573.9675 | INF | 0
d26 | p18 | 0 | 586.97 | INF | 0
d26 | p19 | 0 | 603.6875 | INF | 0
d26 | p20 | 0 | 612.975 | INF | 0
d26 | p21 | 0 | 619.4763 | INF | 0
d26 | p22 | 0 | 621.3338 | INF | 0
d26 | p23 | 0 | 616.69 | INF | 0
d26 | p24 | 0 | 590.685 | INF | 0
d27 | p1 | 0 | 541.4613 | INF | 0
d27 | p2 | 0 | 482.0213 | INF | 0
d27 | p3 | 0 | 430.94 | INF | 0
d27 | p4 | 0 | 396.5763 | INF | 0
d27 | p5 | 0 | 375.5865 | INF | 0
d27 | p6 | 0 | 362.2125 | INF | 0
d27 | p7 | 0 | 364.4415 | INF | 0
d27 | p8 | 0 | 397.505 | INF | 0
d27 | p9 | 0 | 460.66 | INF | 0
d27 | p10 | 0 | 522.8863 | INF | 0
d27 | p11 | 0 | 570.2525 | INF | 0
d27 | p12 | 0 | 588.8275 | INF | 0
d27 | p13 | 0 | 590.685 | INF | 0
d27 | p14 | 0 | 586.97 | INF | 0
d27 | p15 | 0 | 573.9675 | INF | 0
d27 | p16 | 0 | 562.8225 | INF | 0
d27 | p17 | 0 | 561.8938 | INF | 0
d27 | p18 | 0 | 573.0388 | INF | 0
d27 | p19 | 0 | 583.255 | INF | 0
d27 | p20 | 0 | 591.6138 | INF | 0
d27 | p21 | 0 | 603.6875 | INF | 0
d27 | p22 | 0 | 610.1888 | INF | 0
d27 | p23 | 0 | 609.26 | INF | 0
d27 | p24 | 0 | 581.3975 | INF | 0
d28 | p1 | 0 | 534.96 | INF | 0
d28 | p2 | 0 | 476.4488 | INF | 0
d28 | p3 | 0 | 428.1538 | INF | 0
d28 | p4 | 0 | 393.79 | INF | 0
d28 | p5 | 0 | 372.8003 | INF | 0
d28 | p6 | 0 | 361.098 | INF | 0
d28 | p7 | 0 | 364.07 | INF | 0
d28 | p8 | 0 | 396.5763 | INF | 0
d28 | p9 | 0 | 458.8025 | INF | 0
d28 | p10 | 0 | 520.1 | INF | 0
d28 | p11 | 0 | 558.1788 | INF | 0
d28 | p12 | 0 | 577.6825 | INF | 0
d28 | p13 | 0 | 581.3975 | INF | 0
d28 | p14 | 0 | 580.4688 | INF | 0
d28 | p15 | 0 | 573.9675 | INF | 0
d28 | p16 | 0 | 567.4663 | INF | 0
d28 | p17 | 0 | 569.3238 | INF | 0
d28 | p18 | 0 | 580.4688 | INF | 0
d28 | p19 | 0 | 597.1863 | INF | 0
d28 | p20 | 0 | 612.975 | INF | 0
d28 | p21 | 0 | 619.4763 | INF | 0
d28 | p22 | 0 | 622.2625 | INF | 0
d28 | p23 | 0 | 616.69 | INF | 0
d28 | p24 | 0 | 588.8275 | INF | 0
d29 | p1 | 0 | 542.39 | INF | 0
d29 | p2 | 0 | 489.4513 | INF | 0
d29 | p3 | 0 | 442.085 | INF | 0
d29 | p4 | 0 | 405.8638 | INF | 0
d29 | p5 | 0 | 378.93 | INF | 0
d29 | p6 | 0 | 365.9275 | INF | 0
d29 | p7 | 0 | 366.8563 | INF | 0
d29 | p8 | 0 | 399.3625 | INF | 0
d29 | p9 | 0 | 460.66 | INF | 0
d29 | p10 | 0 | 524.7438 | INF | 0
d29 | p11 | 0 | 566.5375 | INF | 0
d29 | p12 | 0 | 582.3263 | INF | 0
d29 | p13 | 0 | 586.97 | INF | 0
d29 | p14 | 0 | 581.3975 | INF | 0
d29 | p15 | 0 | 572.11 | INF | 0
d29 | p16 | 0 | 564.68 | INF | 0
d29 | p17 | 0 | 560.0362 | INF | 0
d29 | p18 | 0 | 570.2525 | INF | 0
d29 | p19 | 0 | 588.8275 | INF | 0
d29 | p20 | 0 | 609.26 | INF | 0
d29 | p21 | 0 | 622.2625 | INF | 0
d29 | p22 | 0 | 624.12 | INF | 0
d29 | p23 | 0 | 618.5475 | INF | 0
d29 | p24 | 0 | 591.6138 | INF | 0
d30 | p1 | 0 | 542.39 | INF | 0
d30 | p2 | 0 | 485.7363 | INF | 0
d30 | p3 | 0 | 432.7975 | INF | 0
d30 | p4 | 0 | 396.5763 | INF | 0
d30 | p5 | 0 | 372.4288 | INF | 0
d30 | p6 | 0 | 359.612 | INF | 0
d30 | p7 | 0 | 364.4415 | INF | 0
d30 | p8 | 0 | 400.2913 | INF | 0
d30 | p9 | 0 | 463.4463 | INF | 0
d30 | p10 | 0 | 522.8863 | INF | 0
d30 | p11 | 0 | 556.3213 | INF | 0
d30 | p12 | 0 | 573.9675 | INF | 0
d30 | p13 | 0 | 576.7538 | INF | 0
d30 | p14 | 0 | 576.7538 | INF | 0
d30 | p15 | 0 | 571.1813 | INF | 0
d30 | p16 | 0 | 568.395 | INF | 0
d30 | p17 | 0 | 571.1813 | INF | 0
d30 | p18 | 0 | 585.1125 | INF | 0
d30 | p19 | 0 | 601.83 | INF | 0
d30 | p20 | 0 | 612.975 | INF | 0
d30 | p21 | 0 | 618.5475 | INF | 0
d30 | p22 | 0 | 624.12 | INF | 0
d30 | p23 | 0 | 617.6188 | INF | 0
d30 | p24 | 0 | 588.8275 | INF | 0
d31 | p1 | 0 | 541.4613 | INF | 0
d31 | p2 | 0 | 486.665 | INF | 0
d31 | p3 | 0 | 437.4413 | INF | 0
d31 | p4 | 0 | 401.22 | INF | 0
d31 | p5 | 0 | 375.5865 | INF | 0
d31 | p6 | 0 | 359.612 | INF | 0
d31 | p7 | 0 | 352.0891 | INF | 0
d31 | p8 | 0 | 361.1909 | INF | 0
d31 | p9 | 0 | 400.2913 | INF | 0
d31 | p10 | 0 | 451.3725 | INF | 0
d31 | p11 | 0 | 495.9525 | INF | 0
d31 | p12 | 0 | 526.6013 | INF | 0
d31 | p13 | 0 | 534.96 | INF | 0
d31 | p14 | 0 | 529.3875 | INF | 0
d31 | p15 | 0 | 518.2425 | INF | 0
d31 | p16 | 0 | 504.3113 | INF | 0
d31 | p17 | 0 | 497.81 | INF | 0
d31 | p18 | 0 | 505.24 | INF | 0
d31 | p19 | 0 | 526.6013 | INF | 0
d31 | p20 | 0 | 556.3213 | INF | 0
d31 | p21 | 0 | 579.54 | INF | 0
d31 | p22 | 0 | 602.7588 | INF | 0
d31 | p23 | 0 | 611.1175 | INF | 0
d31 | p24 | 0 | 600.9013 | INF | 0

## EQ10_EnergyGen_Max
TOC
EQ10_EnergyGen_Max | (equation) | Maximum Energy Generation Limit of the Glen Caynon Dam(MWh)
d | p | Lowerbound | Value | Upperbound | Marginal
d1 | p1 | -INF | 523.815 | 1320 | 0
d1 | p2 | -INF | 522.8863 | 1320 | 0
d1 | p3 | -INF | 508.0263 | 1320 | 0
d1 | p4 | -INF | 475.52 | 1320 | 0
d1 | p5 | -INF | 445.8 | 1320 | 0
d1 | p6 | -INF | 421.6525 | 1320 | 0
d1 | p7 | -INF | 415.1513 | 1320 | 0
d1 | p8 | -INF | 435.5838 | 1320 | 0
d1 | p9 | -INF | 468.09 | 1320 | 0
d1 | p10 | -INF | 493.1662 | 1320 | 0
d1 | p11 | -INF | 509.8837 | 1320 | 0
d1 | p12 | -INF | 513.5987 | 1320 | 0
d1 | p13 | -INF | 504.3112 | 1320 | 0
d1 | p14 | -INF | 481.0925 | 1320 | 0
d1 | p15 | -INF | 458.8025 | 1320 | 0
d1 | p16 | -INF | 441.1562 | 1320 | 0
d1 | p17 | -INF | 432.7975 | 1320 | 0
d1 | p18 | -INF | 432.7975 | 1320 | 0
d1 | p19 | -INF | 447.6575 | 1320 | 0
d1 | p20 | -INF | 483.8788 | 1320 | 0
d1 | p21 | -INF | 532.1738 | 1320 | 0
d1 | p22 | -INF | 567.4663 | 1320 | 0
d1 | p23 | -INF | 589.7563 | 1320 | 0
d1 | p24 | -INF | 598.115 | 1320 | 0
d2 | p1 | -INF | 579.54 | 1320 | 0
d2 | p2 | -INF | 548.8913 | 1320 | 0
d2 | p3 | -INF | 506.1688 | 1320 | 0
d2 | p4 | -INF | 458.8025 | 1320 | 0
d2 | p5 | -INF | 419.795 | 1320 | 0
d2 | p6 | -INF | 393.79 | 1320 | 0
d2 | p7 | -INF | 385.4313 | 1320 | 0
d2 | p8 | -INF | 398.4338 | 1320 | 0
d2 | p9 | -INF | 430.0113 | 1320 | 0
d2 | p10 | -INF | 466.2325 | 1320 | 0
d2 | p11 | -INF | 494.095 | 1320 | 0
d2 | p12 | -INF | 510.8125 | 1320 | 0
d2 | p13 | -INF | 513.5987 | 1320 | 0
d2 | p14 | -INF | 510.8125 | 1320 | 0
d2 | p15 | -INF | 501.525 | 1320 | 0
d2 | p16 | -INF | 498.7387 | 1320 | 0
d2 | p17 | -INF | 493.1662 | 1320 | 0
d2 | p18 | -INF | 497.81 | 1320 | 0
d2 | p19 | -INF | 513.5987 | 1320 | 0
d2 | p20 | -INF | 539.6037 | 1320 | 0
d2 | p21 | -INF | 572.11 | 1320 | 0
d2 | p22 | -INF | 594.4 | 1320 | 0
d2 | p23 | -INF | 603.6875 | 1320 | 0
d2 | p24 | -INF | 588.8275 | 1320 | 0
d3 | p1 | -INF | 549.82 | 1320 | 0
d3 | p2 | -INF | 497.81 | 1320 | 0
d3 | p3 | -INF | 450.4438 | 1320 | 0
d3 | p4 | -INF | 412.365 | 1320 | 0
d3 | p5 | -INF | 384.5025 | 1320 | 0
d3 | p6 | -INF | 366.0204 | 1320 | 0
d3 | p7 | -INF | 355.154 | 1320 | 0
d3 | p8 | -INF | 359.0548 | 1320 | 0
d3 | p9 | -INF | 391.9325 | 1320 | 0
d3 | p10 | -INF | 433.7263 | 1320 | 0
d3 | p11 | -INF | 471.805 | 1320 | 0
d3 | p12 | -INF | 503.3825 | 1320 | 0
d3 | p13 | -INF | 517.3138 | 1320 | 0
d3 | p14 | -INF | 508.955 | 1320 | 0
d3 | p15 | -INF | 477.3775 | 1320 | 0
d3 | p16 | -INF | 443.0138 | 1320 | 0
d3 | p17 | -INF | 420.7238 | 1320 | 0
d3 | p18 | -INF | 420.7238 | 1320 | 0
d3 | p19 | -INF | 445.8 | 1320 | 0
d3 | p20 | -INF | 484.8075 | 1320 | 0
d3 | p21 | -INF | 532.1738 | 1320 | 0
d3 | p22 | -INF | 571.1813 | 1320 | 0
d3 | p23 | -INF | 596.2575 | 1320 | 0
d3 | p24 | -INF | 602.7588 | 1320 | 0
d4 | p1 | -INF | 586.0412 | 1320 | 0
d4 | p2 | -INF | 546.105 | 1320 | 0
d4 | p3 | -INF | 501.525 | 1320 | 0
d4 | p4 | -INF | 456.945 | 1320 | 0
d4 | p5 | -INF | 420.7238 | 1320 | 0
d4 | p6 | -INF | 398.4338 | 1320 | 0
d4 | p7 | -INF | 382.645 | 1320 | 0
d4 | p8 | -INF | 371.3143 | 1320 | 0
d4 | p9 | -INF | 374.8435 | 1320 | 0
d4 | p10 | -INF | 398.4338 | 1320 | 0
d4 | p11 | -INF | 422.5812 | 1320 | 0
d4 | p12 | -INF | 429.0825 | 1320 | 0
d4 | p13 | -INF | 428.1537 | 1320 | 0
d4 | p14 | -INF | 424.4388 | 1320 | 0
d4 | p15 | -INF | 420.7238 | 1320 | 0
d4 | p16 | -INF | 426.2963 | 1320 | 0
d4 | p17 | -INF | 436.5125 | 1320 | 0
d4 | p18 | -INF | 447.6575 | 1320 | 0
d4 | p19 | -INF | 463.4462 | 1320 | 0
d4 | p20 | -INF | 483.8788 | 1320 | 0
d4 | p21 | -INF | 506.1688 | 1320 | 0
d4 | p22 | -INF | 521.9575 | 1320 | 0
d4 | p23 | -INF | 529.3875 | 1320 | 0
d4 | p24 | -INF | 527.53 | 1320 | 0
d5 | p1 | -INF | 508.0263 | 1320 | 0
d5 | p2 | -INF | 480.1638 | 1320 | 0
d5 | p3 | -INF | 453.23 | 1320 | 0
d5 | p4 | -INF | 423.51 | 1320 | 0
d5 | p5 | -INF | 397.505 | 1320 | 0
d5 | p6 | -INF | 384.5025 | 1320 | 0
d5 | p7 | -INF | 387.2888 | 1320 | 0
d5 | p8 | -INF | 411.4362 | 1320 | 0
d5 | p9 | -INF | 460.66 | 1320 | 0
d5 | p10 | -INF | 516.385 | 1320 | 0
d5 | p11 | -INF | 553.535 | 1320 | 0
d5 | p12 | -INF | 573.9675 | 1320 | 0
d5 | p13 | -INF | 583.255 | 1320 | 0
d5 | p14 | -INF | 582.3263 | 1320 | 0
d5 | p15 | -INF | 573.9675 | 1320 | 0
d5 | p16 | -INF | 565.6087 | 1320 | 0
d5 | p17 | -INF | 560.965 | 1320 | 0
d5 | p18 | -INF | 564.68 | 1320 | 0
d5 | p19 | -INF | 572.11 | 1320 | 0
d5 | p20 | -INF | 582.3263 | 1320 | 0
d5 | p21 | -INF | 590.685 | 1320 | 0
d5 | p22 | -INF | 598.115 | 1320 | 0
d5 | p23 | -INF | 598.115 | 1320 | 0
d5 | p24 | -INF | 573.0388 | 1320 | 0
d6 | p1 | -INF | 528.4588 | 1320 | 0
d6 | p2 | -INF | 473.6625 | 1320 | 0
d6 | p3 | -INF | 425.3675 | 1320 | 0
d6 | p4 | -INF | 391.0038 | 1320 | 0
d6 | p5 | -INF | 368.7138 | 1320 | 0
d6 | p6 | -INF | 359.612 | 1320 | 0
d6 | p7 | -INF | 363.9771 | 1320 | 0
d6 | p8 | -INF | 390.075 | 1320 | 0
d6 | p9 | -INF | 443.9425 | 1320 | 0
d6 | p10 | -INF | 506.1688 | 1320 | 0
d6 | p11 | -INF | 553.535 | 1320 | 0
d6 | p12 | -INF | 581.3975 | 1320 | 0
d6 | p13 | -INF | 588.8275 | 1320 | 0
d6 | p14 | -INF | 588.8275 | 1320 | 0
d6 | p15 | -INF | 580.4688 | 1320 | 0
d6 | p16 | -INF | 569.3238 | 1320 | 0
d6 | p17 | -INF | 560.0362 | 1320 | 0
d6 | p18 | -INF | 559.1075 | 1320 | 0
d6 | p19 | -INF | 570.2525 | 1320 | 0
d6 | p20 | -INF | 588.8275 | 1320 | 0
d6 | p21 | -INF | 603.6875 | 1320 | 0
d6 | p22 | -INF | 612.0462 | 1320 | 0
d6 | p23 | -INF | 616.69 | 1320 | 0
d6 | p24 | -INF | 612.975 | 1320 | 0
d7 | p1 | -INF | 588.8275 | 1320 | 0
d7 | p2 | -INF | 546.105 | 1320 | 0
d7 | p3 | -INF | 492.2375 | 1320 | 0
d7 | p4 | -INF | 442.085 | 1320 | 0
d7 | p5 | -INF | 406.7925 | 1320 | 0
d7 | p6 | -INF | 386.36 | 1320 | 0
d7 | p7 | -INF | 384.5025 | 1320 | 0
d7 | p8 | -INF | 409.5788 | 1320 | 0
d7 | p9 | -INF | 460.66 | 1320 | 0
d7 | p10 | -INF | 519.1712 | 1320 | 0
d7 | p11 | -INF | 563.7513 | 1320 | 0
d7 | p12 | -INF | 582.3263 | 1320 | 0
d7 | p13 | -INF | 583.255 | 1320 | 0
d7 | p14 | -INF | 571.1813 | 1320 | 0
d7 | p15 | -INF | 563.7513 | 1320 | 0
d7 | p16 | -INF | 556.3213 | 1320 | 0
d7 | p17 | -INF | 552.6063 | 1320 | 0
d7 | p18 | -INF | 555.3925 | 1320 | 0
d7 | p19 | -INF | 573.0388 | 1320 | 0
d7 | p20 | -INF | 591.6138 | 1320 | 0
d7 | p21 | -INF | 607.4025 | 1320 | 0
d7 | p22 | -INF | 613.9038 | 1320 | 0
d7 | p23 | -INF | 613.9038 | 1320 | 0
d7 | p24 | -INF | 590.685 | 1320 | 0
d8 | p1 | -INF | 547.0338 | 1320 | 0
d8 | p2 | -INF | 494.095 | 1320 | 0
d8 | p3 | -INF | 443.9425 | 1320 | 0
d8 | p4 | -INF | 408.65 | 1320 | 0
d8 | p5 | -INF | 384.5025 | 1320 | 0
d8 | p6 | -INF | 370.757 | 1320 | 0
d8 | p7 | -INF | 368.3423 | 1320 | 0
d8 | p8 | -INF | 390.075 | 1320 | 0
d8 | p9 | -INF | 445.8 | 1320 | 0
d8 | p10 | -INF | 509.8837 | 1320 | 0
d8 | p11 | -INF | 553.535 | 1320 | 0
d8 | p12 | -INF | 573.0388 | 1320 | 0
d8 | p13 | -INF | 573.9675 | 1320 | 0
d8 | p14 | -INF | 569.3238 | 1320 | 0
d8 | p15 | -INF | 561.8938 | 1320 | 0
d8 | p16 | -INF | 556.3213 | 1320 | 0
d8 | p17 | -INF | 552.6063 | 1320 | 0
d8 | p18 | -INF | 559.1075 | 1320 | 0
d8 | p19 | -INF | 576.7538 | 1320 | 0
d8 | p20 | -INF | 592.5425 | 1320 | 0
d8 | p21 | -INF | 605.545 | 1320 | 0
d8 | p22 | -INF | 612.975 | 1320 | 0
d8 | p23 | -INF | 610.1888 | 1320 | 0
d8 | p24 | -INF | 589.7563 | 1320 | 0
d9 | p1 | -INF | 548.8913 | 1320 | 0
d9 | p2 | -INF | 494.095 | 1320 | 0
d9 | p3 | -INF | 443.9425 | 1320 | 0
d9 | p4 | -INF | 404.935 | 1320 | 0
d9 | p5 | -INF | 381.7162 | 1320 | 0
d9 | p6 | -INF | 366.299 | 1320 | 0
d9 | p7 | -INF | 359.2405 | 1320 | 0
d9 | p8 | -INF | 371.8715 | 1320 | 0
d9 | p9 | -INF | 418.8663 | 1320 | 0
d9 | p10 | -INF | 483.8788 | 1320 | 0
d9 | p11 | -INF | 534.96 | 1320 | 0
d9 | p12 | -INF | 565.6087 | 1320 | 0
d9 | p13 | -INF | 567.4663 | 1320 | 0
d9 | p14 | -INF | 559.1075 | 1320 | 0
d9 | p15 | -INF | 547.0338 | 1320 | 0
d9 | p16 | -INF | 543.3188 | 1320 | 0
d9 | p17 | -INF | 539.6037 | 1320 | 0
d9 | p18 | -INF | 545.1762 | 1320 | 0
d9 | p19 | -INF | 564.68 | 1320 | 0
d9 | p20 | -INF | 581.3975 | 1320 | 0
d9 | p21 | -INF | 595.3288 | 1320 | 0
d9 | p22 | -INF | 604.6163 | 1320 | 0
d9 | p23 | -INF | 604.6163 | 1320 | 0
d9 | p24 | -INF | 586.97 | 1320 | 0
d10 | p1 | -INF | 547.9625 | 1320 | 0
d10 | p2 | -INF | 501.525 | 1320 | 0
d10 | p3 | -INF | 456.0163 | 1320 | 0
d10 | p4 | -INF | 421.6525 | 1320 | 0
d10 | p5 | -INF | 403.0775 | 1320 | 0
d10 | p6 | -INF | 391.9325 | 1320 | 0
d10 | p7 | -INF | 388.2175 | 1320 | 0
d10 | p8 | -INF | 395.6475 | 1320 | 0
d10 | p9 | -INF | 417.0087 | 1320 | 0
d10 | p10 | -INF | 443.9425 | 1320 | 0
d10 | p11 | -INF | 461.5888 | 1320 | 0
d10 | p12 | -INF | 474.5913 | 1320 | 0
d10 | p13 | -INF | 490.38 | 1320 | 0
d10 | p14 | -INF | 495.9525 | 1320 | 0
d10 | p15 | -INF | 482.0213 | 1320 | 0
d10 | p16 | -INF | 465.3038 | 1320 | 0
d10 | p17 | -INF | 449.515 | 1320 | 0
d10 | p18 | -INF | 443.9425 | 1320 | 0
d10 | p19 | -INF | 456.945 | 1320 | 0
d10 | p20 | -INF | 493.1662 | 1320 | 0
d10 | p21 | -INF | 535.8888 | 1320 | 0
d10 | p22 | -INF | 564.68 | 1320 | 0
d10 | p23 | -INF | 579.54 | 1320 | 0
d10 | p24 | -INF | 571.1813 | 1320 | 0
d11 | p1 | -INF | 539.6037 | 1320 | 0
d11 | p2 | -INF | 493.1662 | 1320 | 0
d11 | p3 | -INF | 443.9425 | 1320 | 0
d11 | p4 | -INF | 403.0775 | 1320 | 0
d11 | p5 | -INF | 371.8715 | 1320 | 0
d11 | p6 | -INF | 349.953 | 1320 | 0
d11 | p7 | -INF | 343.9161 | 1320 | 0
d11 | p8 | -INF | 356.4543 | 1320 | 0
d11 | p9 | -INF | 390.075 | 1320 | 0
d11 | p10 | -INF | 427.225 | 1320 | 0
d11 | p11 | -INF | 452.3012 | 1320 | 0
d11 | p12 | -INF | 460.66 | 1320 | 0
d11 | p13 | -INF | 460.66 | 1320 | 0
d11 | p14 | -INF | 461.5888 | 1320 | 0
d11 | p15 | -INF | 460.66 | 1320 | 0
d11 | p16 | -INF | 462.5175 | 1320 | 0
d11 | p17 | -INF | 468.09 | 1320 | 0
d11 | p18 | -INF | 477.3775 | 1320 | 0
d11 | p19 | -INF | 492.2375 | 1320 | 0
d11 | p20 | -INF | 509.8837 | 1320 | 0
d11 | p21 | -INF | 520.1 | 1320 | 0
d11 | p22 | -INF | 525.6725 | 1320 | 0
d11 | p23 | -INF | 526.6013 | 1320 | 0
d11 | p24 | -INF | 509.8837 | 1320 | 0
d12 | p1 | -INF | 472.7338 | 1320 | 0
d12 | p2 | -INF | 431.8688 | 1320 | 0
d12 | p3 | -INF | 398.4338 | 1320 | 0
d12 | p4 | -INF | 373.9148 | 1320 | 0
d12 | p5 | -INF | 357.1044 | 1320 | 0
d12 | p6 | -INF | 346.981 | 1320 | 0
d12 | p7 | -INF | 348.467 | 1320 | 0
d12 | p8 | -INF | 374.472 | 1320 | 0
d12 | p9 | -INF | 440.2275 | 1320 | 0
d12 | p10 | -INF | 508.0263 | 1320 | 0
d12 | p11 | -INF | 549.82 | 1320 | 0
d12 | p12 | -INF | 563.7513 | 1320 | 0
d12 | p13 | -INF | 569.3238 | 1320 | 0
d12 | p14 | -INF | 573.0388 | 1320 | 0
d12 | p15 | -INF | 572.11 | 1320 | 0
d12 | p16 | -INF | 573.0388 | 1320 | 0
d12 | p17 | -INF | 573.0388 | 1320 | 0
d12 | p18 | -INF | 581.3975 | 1320 | 0
d12 | p19 | -INF | 595.3288 | 1320 | 0
d12 | p20 | -INF | 604.6163 | 1320 | 0
d12 | p21 | -INF | 611.1175 | 1320 | 0
d12 | p22 | -INF | 612.0462 | 1320 | 0
d12 | p23 | -INF | 601.83 | 1320 | 0
d12 | p24 | -INF | 576.7538 | 1320 | 0
d13 | p1 | -INF | 531.245 | 1320 | 0
d13 | p2 | -INF | 476.4488 | 1320 | 0
d13 | p3 | -INF | 427.225 | 1320 | 0
d13 | p4 | -INF | 391.0038 | 1320 | 0
d13 | p5 | -INF | 368.1565 | 1320 | 0
d13 | p6 | -INF | 354.2252 | 1320 | 0
d13 | p7 | -INF | 354.5968 | 1320 | 0
d13 | p8 | -INF | 379.4873 | 1320 | 0
d13 | p9 | -INF | 420.7238 | 1320 | 0
d13 | p10 | -INF | 449.515 | 1320 | 0
d13 | p11 | -INF | 466.2325 | 1320 | 0
d13 | p12 | -INF | 473.6625 | 1320 | 0
d13 | p13 | -INF | 476.4488 | 1320 | 0
d13 | p14 | -INF | 479.235 | 1320 | 0
d13 | p15 | -INF | 482.95 | 1320 | 0
d13 | p16 | -INF | 483.8788 | 1320 | 0
d13 | p17 | -INF | 486.665 | 1320 | 0
d13 | p18 | -INF | 491.3088 | 1320 | 0
d13 | p19 | -INF | 500.5963 | 1320 | 0
d13 | p20 | -INF | 525.6725 | 1320 | 0
d13 | p21 | -INF | 549.82 | 1320 | 0
d13 | p22 | -INF | 573.0388 | 1320 | 0
d13 | p23 | -INF | 589.7563 | 1320 | 0
d13 | p24 | -INF | 597.1863 | 1320 | 0
d14 | p1 | -INF | 580.4688 | 1320 | 0
d14 | p2 | -INF | 541.4613 | 1320 | 0
d14 | p3 | -INF | 488.5225 | 1320 | 0
d14 | p4 | -INF | 439.2988 | 1320 | 0
d14 | p5 | -INF | 404.935 | 1320 | 0
d14 | p6 | -INF | 383.5738 | 1320 | 0
d14 | p7 | -INF | 378.0013 | 1320 | 0
d14 | p8 | -INF | 404.0063 | 1320 | 0
d14 | p9 | -INF | 461.5888 | 1320 | 0
d14 | p10 | -INF | 521.0288 | 1320 | 0
d14 | p11 | -INF | 561.8938 | 1320 | 0
d14 | p12 | -INF | 577.6825 | 1320 | 0
d14 | p13 | -INF | 580.4688 | 1320 | 0
d14 | p14 | -INF | 578.6113 | 1320 | 0
d14 | p15 | -INF | 570.2525 | 1320 | 0
d14 | p16 | -INF | 566.5375 | 1320 | 0
d14 | p17 | -INF | 567.4663 | 1320 | 0
d14 | p18 | -INF | 577.6825 | 1320 | 0
d14 | p19 | -INF | 593.4713 | 1320 | 0
d14 | p20 | -INF | 610.1888 | 1320 | 0
d14 | p21 | -INF | 614.8325 | 1320 | 0
d14 | p22 | -INF | 607.4025 | 1320 | 0
d14 | p23 | -INF | 589.7563 | 1320 | 0
d14 | p24 | -INF | 563.7513 | 1320 | 0
d15 | p1 | -INF | 524.7438 | 1320 | 0
d15 | p2 | -INF | 478.3063 | 1320 | 0
d15 | p3 | -INF | 441.1562 | 1320 | 0
d15 | p4 | -INF | 405.8637 | 1320 | 0
d15 | p5 | -INF | 380.7875 | 1320 | 0
d15 | p6 | -INF | 366.299 | 1320 | 0
d15 | p7 | -INF | 367.2278 | 1320 | 0
d15 | p8 | -INF | 397.505 | 1320 | 0
d15 | p9 | -INF | 460.66 | 1320 | 0
d15 | p10 | -INF | 530.3163 | 1320 | 0
d15 | p11 | -INF | 567.4663 | 1320 | 0
d15 | p12 | -INF | 584.1838 | 1320 | 0
d15 | p13 | -INF | 584.1838 | 1320 | 0
d15 | p14 | -INF | 581.3975 | 1320 | 0
d15 | p15 | -INF | 574.8963 | 1320 | 0
d15 | p16 | -INF | 572.11 | 1320 | 0
d15 | p17 | -INF | 570.2525 | 1320 | 0
d15 | p18 | -INF | 580.4688 | 1320 | 0
d15 | p19 | -INF | 599.0438 | 1320 | 0
d15 | p20 | -INF | 612.975 | 1320 | 0
d15 | p21 | -INF | 621.3338 | 1320 | 0
d15 | p22 | -INF | 624.12 | 1320 | 0
d15 | p23 | -INF | 612.0462 | 1320 | 0
d15 | p24 | -INF | 583.255 | 1320 | 0
d16 | p1 | -INF | 537.7463 | 1320 | 0
d16 | p2 | -INF | 482.0213 | 1320 | 0
d16 | p3 | -INF | 432.7975 | 1320 | 0
d16 | p4 | -INF | 395.6475 | 1320 | 0
d16 | p5 | -INF | 374.1005 | 1320 | 0
d16 | p6 | -INF | 363.6985 | 1320 | 0
d16 | p7 | -INF | 366.4848 | 1320 | 0
d16 | p8 | -INF | 398.4338 | 1320 | 0
d16 | p9 | -INF | 461.5888 | 1320 | 0
d16 | p10 | -INF | 525.6725 | 1320 | 0
d16 | p11 | -INF | 564.68 | 1320 | 0
d16 | p12 | -INF | 577.6825 | 1320 | 0
d16 | p13 | -INF | 579.54 | 1320 | 0
d16 | p14 | -INF | 578.6113 | 1320 | 0
d16 | p15 | -INF | 571.1813 | 1320 | 0
d16 | p16 | -INF | 566.5375 | 1320 | 0
d16 | p17 | -INF | 567.4663 | 1320 | 0
d16 | p18 | -INF | 578.6113 | 1320 | 0
d16 | p19 | -INF | 598.115 | 1320 | 0
d16 | p20 | -INF | 608.3313 | 1320 | 0
d16 | p21 | -INF | 617.6188 | 1320 | 0
d16 | p22 | -INF | 619.4763 | 1320 | 0
d16 | p23 | -INF | 610.1888 | 1320 | 0
d16 | p24 | -INF | 580.4688 | 1320 | 0
d17 | p1 | -INF | 534.96 | 1320 | 0
d17 | p2 | -INF | 480.1638 | 1320 | 0
d17 | p3 | -INF | 430.0113 | 1320 | 0
d17 | p4 | -INF | 394.7188 | 1320 | 0
d17 | p5 | -INF | 372.0573 | 1320 | 0
d17 | p6 | -INF | 355.2469 | 1320 | 0
d17 | p7 | -INF | 348.8385 | 1320 | 0
d17 | p8 | -INF | 358.2189 | 1320 | 0
d17 | p9 | -INF | 397.505 | 1320 | 0
d17 | p10 | -INF | 446.7287 | 1320 | 0
d17 | p11 | -INF | 482.0213 | 1320 | 0
d17 | p12 | -INF | 508.0263 | 1320 | 0
d17 | p13 | -INF | 519.1712 | 1320 | 0
d17 | p14 | -INF | 522.8863 | 1320 | 0
d17 | p15 | -INF | 511.7413 | 1320 | 0
d17 | p16 | -INF | 492.2375 | 1320 | 0
d17 | p17 | -INF | 486.665 | 1320 | 0
d17 | p18 | -INF | 505.24 | 1320 | 0
d17 | p19 | -INF | 539.6037 | 1320 | 0
d17 | p20 | -INF | 574.8963 | 1320 | 0
d17 | p21 | -INF | 594.4 | 1320 | 0
d17 | p22 | -INF | 607.4025 | 1320 | 0
d17 | p23 | -INF | 612.975 | 1320 | 0
d17 | p24 | -INF | 593.4713 | 1320 | 0
d18 | p1 | -INF | 554.4638 | 1320 | 0
d18 | p2 | -INF | 504.3112 | 1320 | 0
d18 | p3 | -INF | 455.0875 | 1320 | 0
d18 | p4 | -INF | 414.2225 | 1320 | 0
d18 | p5 | -INF | 384.5025 | 1320 | 0
d18 | p6 | -INF | 366.4848 | 1320 | 0
d18 | p7 | -INF | 359.2405 | 1320 | 0
d18 | p8 | -INF | 369.6425 | 1320 | 0
d18 | p9 | -INF | 401.22 | 1320 | 0
d18 | p10 | -INF | 436.5125 | 1320 | 0
d18 | p11 | -INF | 465.3038 | 1320 | 0
d18 | p12 | -INF | 479.235 | 1320 | 0
d18 | p13 | -INF | 477.3775 | 1320 | 0
d18 | p14 | -INF | 477.3775 | 1320 | 0
d18 | p15 | -INF | 473.6625 | 1320 | 0
d18 | p16 | -INF | 477.3775 | 1320 | 0
d18 | p17 | -INF | 475.52 | 1320 | 0
d18 | p18 | -INF | 477.3775 | 1320 | 0
d18 | p19 | -INF | 482.95 | 1320 | 0
d18 | p20 | -INF | 497.81 | 1320 | 0
d18 | p21 | -INF | 514.5275 | 1320 | 0
d18 | p22 | -INF | 524.7438 | 1320 | 0
d18 | p23 | -INF | 528.4588 | 1320 | 0
d18 | p24 | -INF | 512.67 | 1320 | 0
d19 | p1 | -INF | 471.805 | 1320 | 0
d19 | p2 | -INF | 430.94 | 1320 | 0
d19 | p3 | -INF | 399.3625 | 1320 | 0
d19 | p4 | -INF | 376.5153 | 1320 | 0
d19 | p5 | -INF | 360.355 | 1320 | 0
d19 | p6 | -INF | 351.0675 | 1320 | 0
d19 | p7 | -INF | 352.8321 | 1320 | 0
d19 | p8 | -INF | 382.8308 | 1320 | 0
d19 | p9 | -INF | 450.4438 | 1320 | 0
d19 | p10 | -INF | 521.0288 | 1320 | 0
d19 | p11 | -INF | 562.8225 | 1320 | 0
d19 | p12 | -INF | 577.6825 | 1320 | 0
d19 | p13 | -INF | 578.6113 | 1320 | 0
d19 | p14 | -INF | 571.1813 | 1320 | 0
d19 | p15 | -INF | 556.3213 | 1320 | 0
d19 | p16 | -INF | 540.5325 | 1320 | 0
d19 | p17 | -INF | 532.1738 | 1320 | 0
d19 | p18 | -INF | 549.82 | 1320 | 0
d19 | p19 | -INF | 576.7538 | 1320 | 0
d19 | p20 | -INF | 599.0438 | 1320 | 0
d19 | p21 | -INF | 612.975 | 1320 | 0
d19 | p22 | -INF | 617.6188 | 1320 | 0
d19 | p23 | -INF | 607.4025 | 1320 | 0
d19 | p24 | -INF | 576.7538 | 1320 | 0
d20 | p1 | -INF | 534.0312 | 1320 | 0
d20 | p2 | -INF | 491.3088 | 1320 | 0
d20 | p3 | -INF | 451.3725 | 1320 | 0
d20 | p4 | -INF | 422.5812 | 1320 | 0
d20 | p5 | -INF | 405.8637 | 1320 | 0
d20 | p6 | -INF | 401.22 | 1320 | 0
d20 | p7 | -INF | 405.8637 | 1320 | 0
d20 | p8 | -INF | 436.5125 | 1320 | 0
d20 | p9 | -INF | 490.38 | 1320 | 0
d20 | p10 | -INF | 547.0338 | 1320 | 0
d20 | p11 | -INF | 583.255 | 1320 | 0
d20 | p12 | -INF | 602.7588 | 1320 | 0
d20 | p13 | -INF | 608.3313 | 1320 | 0
d20 | p14 | -INF | 605.545 | 1320 | 0
d20 | p15 | -INF | 593.4713 | 1320 | 0
d20 | p16 | -INF | 584.1838 | 1320 | 0
d20 | p17 | -INF | 583.255 | 1320 | 0
d20 | p18 | -INF | 591.6138 | 1320 | 0
d20 | p19 | -INF | 604.6163 | 1320 | 0
d20 | p20 | -INF | 616.69 | 1320 | 0
d20 | p21 | -INF | 622.2625 | 1320 | 0
d20 | p22 | -INF | 624.12 | 1320 | 0
d20 | p23 | -INF | 616.69 | 1320 | 0
d20 | p24 | -INF | 591.6138 | 1320 | 0
d21 | p1 | -INF | 538.675 | 1320 | 0
d21 | p2 | -INF | 480.1638 | 1320 | 0
d21 | p3 | -INF | 429.0825 | 1320 | 0
d21 | p4 | -INF | 391.9325 | 1320 | 0
d21 | p5 | -INF | 369.4568 | 1320 | 0
d21 | p6 | -INF | 356.64 | 1320 | 0
d21 | p7 | -INF | 359.9835 | 1320 | 0
d21 | p8 | -INF | 397.505 | 1320 | 0
d21 | p9 | -INF | 462.5175 | 1320 | 0
d21 | p10 | -INF | 529.3875 | 1320 | 0
d21 | p11 | -INF | 573.0388 | 1320 | 0
d21 | p12 | -INF | 597.1863 | 1320 | 0
d21 | p13 | -INF | 602.7588 | 1320 | 0
d21 | p14 | -INF | 600.9013 | 1320 | 0
d21 | p15 | -INF | 602.7588 | 1320 | 0
d21 | p16 | -INF | 602.7588 | 1320 | 0
d21 | p17 | -INF | 601.83 | 1320 | 0
d21 | p18 | -INF | 604.6163 | 1320 | 0
d21 | p19 | -INF | 612.0462 | 1320 | 0
d21 | p20 | -INF | 617.6188 | 1320 | 0
d21 | p21 | -INF | 621.3338 | 1320 | 0
d21 | p22 | -INF | 616.69 | 1320 | 0
d21 | p23 | -INF | 609.26 | 1320 | 0
d21 | p24 | -INF | 581.3975 | 1320 | 0
d22 | p1 | -INF | 535.8888 | 1320 | 0
d22 | p2 | -INF | 478.3063 | 1320 | 0
d22 | p3 | -INF | 429.0825 | 1320 | 0
d22 | p4 | -INF | 393.79 | 1320 | 0
d22 | p5 | -INF | 371.1285 | 1320 | 0
d22 | p6 | -INF | 361.098 | 1320 | 0
d22 | p7 | -INF | 368.8995 | 1320 | 0
d22 | p8 | -INF | 407.7213 | 1320 | 0
d22 | p9 | -INF | 467.1613 | 1320 | 0
d22 | p10 | -INF | 526.6013 | 1320 | 0
d22 | p11 | -INF | 564.68 | 1320 | 0
d22 | p12 | -INF | 585.1125 | 1320 | 0
d22 | p13 | -INF | 591.6138 | 1320 | 0
d22 | p14 | -INF | 597.1863 | 1320 | 0
d22 | p15 | -INF | 597.1863 | 1320 | 0
d22 | p16 | -INF | 589.7563 | 1320 | 0
d22 | p17 | -INF | 586.97 | 1320 | 0
d22 | p18 | -INF | 595.3288 | 1320 | 0
d22 | p19 | -INF | 608.3313 | 1320 | 0
d22 | p20 | -INF | 611.1175 | 1320 | 0
d22 | p21 | -INF | 612.975 | 1320 | 0
d22 | p22 | -INF | 612.0462 | 1320 | 0
d22 | p23 | -INF | 601.83 | 1320 | 0
d22 | p24 | -INF | 571.1813 | 1320 | 0
d23 | p1 | -INF | 521.0288 | 1320 | 0
d23 | p2 | -INF | 469.9475 | 1320 | 0
d23 | p3 | -INF | 426.2963 | 1320 | 0
d23 | p4 | -INF | 395.6475 | 1320 | 0
d23 | p5 | -INF | 374.1005 | 1320 | 0
d23 | p6 | -INF | 365.556 | 1320 | 0
d23 | p7 | -INF | 371.5 | 1320 | 0
d23 | p8 | -INF | 404.935 | 1320 | 0
d23 | p9 | -INF | 466.2325 | 1320 | 0
d23 | p10 | -INF | 531.245 | 1320 | 0
d23 | p11 | -INF | 571.1813 | 1320 | 0
d23 | p12 | -INF | 586.97 | 1320 | 0
d23 | p13 | -INF | 590.685 | 1320 | 0
d23 | p14 | -INF | 591.6138 | 1320 | 0
d23 | p15 | -INF | 589.7563 | 1320 | 0
d23 | p16 | -INF | 586.0412 | 1320 | 0
d23 | p17 | -INF | 586.0412 | 1320 | 0
d23 | p18 | -INF | 596.2575 | 1320 | 0
d23 | p19 | -INF | 608.3313 | 1320 | 0
d23 | p20 | -INF | 616.69 | 1320 | 0
d23 | p21 | -INF | 622.2625 | 1320 | 0
d23 | p22 | -INF | 623.1913 | 1320 | 0
d23 | p23 | -INF | 616.69 | 1320 | 0
d23 | p24 | -INF | 590.685 | 1320 | 0
d24 | p1 | -INF | 542.39 | 1320 | 0
d24 | p2 | -INF | 484.8075 | 1320 | 0
d24 | p3 | -INF | 433.7263 | 1320 | 0
d24 | p4 | -INF | 397.505 | 1320 | 0
d24 | p5 | -INF | 373.729 | 1320 | 0
d24 | p6 | -INF | 358.4975 | 1320 | 0
d24 | p7 | -INF | 350.696 | 1320 | 0
d24 | p8 | -INF | 356.4543 | 1320 | 0
d24 | p9 | -INF | 388.9605 | 1320 | 0
d24 | p10 | -INF | 442.085 | 1320 | 0
d24 | p11 | -INF | 485.7363 | 1320 | 0
d24 | p12 | -INF | 510.8125 | 1320 | 0
d24 | p13 | -INF | 522.8863 | 1320 | 0
d24 | p14 | -INF | 521.0288 | 1320 | 0
d24 | p15 | -INF | 511.7413 | 1320 | 0
d24 | p16 | -INF | 500.5963 | 1320 | 0
d24 | p17 | -INF | 495.9525 | 1320 | 0
d24 | p18 | -INF | 507.0975 | 1320 | 0
d24 | p19 | -INF | 534.0312 | 1320 | 0
d24 | p20 | -INF | 560.0362 | 1320 | 0
d24 | p21 | -INF | 582.3263 | 1320 | 0
d24 | p22 | -INF | 599.0438 | 1320 | 0
d24 | p23 | -INF | 602.7588 | 1320 | 0
d24 | p24 | -INF | 580.4688 | 1320 | 0
d25 | p1 | -INF | 551.6775 | 1320 | 0
d25 | p2 | -INF | 513.5987 | 1320 | 0
d25 | p3 | -INF | 473.6625 | 1320 | 0
d25 | p4 | -INF | 439.2988 | 1320 | 0
d25 | p5 | -INF | 416.08 | 1320 | 0
d25 | p6 | -INF | 404.0063 | 1320 | 0
d25 | p7 | -INF | 397.505 | 1320 | 0
d25 | p8 | -INF | 404.935 | 1320 | 0
d25 | p9 | -INF | 423.51 | 1320 | 0
d25 | p10 | -INF | 447.6575 | 1320 | 0
d25 | p11 | -INF | 469.9475 | 1320 | 0
d25 | p12 | -INF | 479.235 | 1320 | 0
d25 | p13 | -INF | 482.95 | 1320 | 0
d25 | p14 | -INF | 482.95 | 1320 | 0
d25 | p15 | -INF | 482.0213 | 1320 | 0
d25 | p16 | -INF | 480.1638 | 1320 | 0
d25 | p17 | -INF | 478.3063 | 1320 | 0
d25 | p18 | -INF | 481.0925 | 1320 | 0
d25 | p19 | -INF | 487.5938 | 1320 | 0
d25 | p20 | -INF | 500.5963 | 1320 | 0
d25 | p21 | -INF | 516.385 | 1320 | 0
d25 | p22 | -INF | 525.6725 | 1320 | 0
d25 | p23 | -INF | 529.3875 | 1320 | 0
d25 | p24 | -INF | 513.5987 | 1320 | 0
d26 | p1 | -INF | 475.52 | 1320 | 0
d26 | p2 | -INF | 431.8688 | 1320 | 0
d26 | p3 | -INF | 400.2912 | 1320 | 0
d26 | p4 | -INF | 378.93 | 1320 | 0
d26 | p5 | -INF | 363.327 | 1320 | 0
d26 | p6 | -INF | 354.5039 | 1320 | 0
d26 | p7 | -INF | 357.383 | 1320 | 0
d26 | p8 | -INF | 389.5177 | 1320 | 0
d26 | p9 | -INF | 453.23 | 1320 | 0
d26 | p10 | -INF | 518.2425 | 1320 | 0
d26 | p11 | -INF | 560.0362 | 1320 | 0
d26 | p12 | -INF | 577.6825 | 1320 | 0
d26 | p13 | -INF | 583.255 | 1320 | 0
d26 | p14 | -INF | 581.3975 | 1320 | 0
d26 | p15 | -INF | 575.825 | 1320 | 0
d26 | p16 | -INF | 569.3238 | 1320 | 0
d26 | p17 | -INF | 573.9675 | 1320 | 0
d26 | p18 | -INF | 586.97 | 1320 | 0
d26 | p19 | -INF | 603.6875 | 1320 | 0
d26 | p20 | -INF | 612.975 | 1320 | 0
d26 | p21 | -INF | 619.4763 | 1320 | 0
d26 | p22 | -INF | 621.3338 | 1320 | 0
d26 | p23 | -INF | 616.69 | 1320 | 0
d26 | p24 | -INF | 590.685 | 1320 | 0
d27 | p1 | -INF | 541.4613 | 1320 | 0
d27 | p2 | -INF | 482.0213 | 1320 | 0
d27 | p3 | -INF | 430.94 | 1320 | 0
d27 | p4 | -INF | 396.5763 | 1320 | 0
d27 | p5 | -INF | 375.5865 | 1320 | 0
d27 | p6 | -INF | 362.2125 | 1320 | 0
d27 | p7 | -INF | 364.4415 | 1320 | 0
d27 | p8 | -INF | 397.505 | 1320 | 0
d27 | p9 | -INF | 460.66 | 1320 | 0
d27 | p10 | -INF | 522.8863 | 1320 | 0
d27 | p11 | -INF | 570.2525 | 1320 | 0
d27 | p12 | -INF | 588.8275 | 1320 | 0
d27 | p13 | -INF | 590.685 | 1320 | 0
d27 | p14 | -INF | 586.97 | 1320 | 0
d27 | p15 | -INF | 573.9675 | 1320 | 0
d27 | p16 | -INF | 562.8225 | 1320 | 0
d27 | p17 | -INF | 561.8938 | 1320 | 0
d27 | p18 | -INF | 573.0388 | 1320 | 0
d27 | p19 | -INF | 583.255 | 1320 | 0
d27 | p20 | -INF | 591.6138 | 1320 | 0
d27 | p21 | -INF | 603.6875 | 1320 | 0
d27 | p22 | -INF | 610.1888 | 1320 | 0
d27 | p23 | -INF | 609.26 | 1320 | 0
d27 | p24 | -INF | 581.3975 | 1320 | 0
d28 | p1 | -INF | 534.96 | 1320 | 0
d28 | p2 | -INF | 476.4488 | 1320 | 0
d28 | p3 | -INF | 428.1537 | 1320 | 0
d28 | p4 | -INF | 393.79 | 1320 | 0
d28 | p5 | -INF | 372.8003 | 1320 | 0
d28 | p6 | -INF | 361.098 | 1320 | 0
d28 | p7 | -INF | 364.07 | 1320 | 0
d28 | p8 | -INF | 396.5763 | 1320 | 0
d28 | p9 | -INF | 458.8025 | 1320 | 0
d28 | p10 | -INF | 520.1 | 1320 | 0
d28 | p11 | -INF | 558.1788 | 1320 | 0
d28 | p12 | -INF | 577.6825 | 1320 | 0
d28 | p13 | -INF | 581.3975 | 1320 | 0
d28 | p14 | -INF | 580.4688 | 1320 | 0
d28 | p15 | -INF | 573.9675 | 1320 | 0
d28 | p16 | -INF | 567.4663 | 1320 | 0
d28 | p17 | -INF | 569.3238 | 1320 | 0
d28 | p18 | -INF | 580.4688 | 1320 | 0
d28 | p19 | -INF | 597.1863 | 1320 | 0
d28 | p20 | -INF | 612.975 | 1320 | 0
d28 | p21 | -INF | 619.4763 | 1320 | 0
d28 | p22 | -INF | 622.2625 | 1320 | 0
d28 | p23 | -INF | 616.69 | 1320 | 0
d28 | p24 | -INF | 588.8275 | 1320 | 0
d29 | p1 | -INF | 542.39 | 1320 | 0
d29 | p2 | -INF | 489.4513 | 1320 | 0
d29 | p3 | -INF | 442.085 | 1320 | 0
d29 | p4 | -INF | 405.8637 | 1320 | 0
d29 | p5 | -INF | 378.93 | 1320 | 0
d29 | p6 | -INF | 365.9275 | 1320 | 0
d29 | p7 | -INF | 366.8563 | 1320 | 0
d29 | p8 | -INF | 399.3625 | 1320 | 0
d29 | p9 | -INF | 460.66 | 1320 | 0
d29 | p10 | -INF | 524.7438 | 1320 | 0
d29 | p11 | -INF | 566.5375 | 1320 | 0
d29 | p12 | -INF | 582.3263 | 1320 | 0
d29 | p13 | -INF | 586.97 | 1320 | 0
d29 | p14 | -INF | 581.3975 | 1320 | 0
d29 | p15 | -INF | 572.11 | 1320 | 0
d29 | p16 | -INF | 564.68 | 1320 | 0
d29 | p17 | -INF | 560.0362 | 1320 | 0
d29 | p18 | -INF | 570.2525 | 1320 | 0
d29 | p19 | -INF | 588.8275 | 1320 | 0
d29 | p20 | -INF | 609.26 | 1320 | 0
d29 | p21 | -INF | 622.2625 | 1320 | 0
d29 | p22 | -INF | 624.12 | 1320 | 0
d29 | p23 | -INF | 618.5475 | 1320 | 0
d29 | p24 | -INF | 591.6138 | 1320 | 0
d30 | p1 | -INF | 542.39 | 1320 | 0
d30 | p2 | -INF | 485.7363 | 1320 | 0
d30 | p3 | -INF | 432.7975 | 1320 | 0
d30 | p4 | -INF | 396.5763 | 1320 | 0
d30 | p5 | -INF | 372.4288 | 1320 | 0
d30 | p6 | -INF | 359.612 | 1320 | 0
d30 | p7 | -INF | 364.4415 | 1320 | 0
d30 | p8 | -INF | 400.2912 | 1320 | 0
d30 | p9 | -INF | 463.4462 | 1320 | 0
d30 | p10 | -INF | 522.8863 | 1320 | 0
d30 | p11 | -INF | 556.3213 | 1320 | 0
d30 | p12 | -INF | 573.9675 | 1320 | 0
d30 | p13 | -INF | 576.7538 | 1320 | 0
d30 | p14 | -INF | 576.7538 | 1320 | 0
d30 | p15 | -INF | 571.1813 | 1320 | 0
d30 | p16 | -INF | 568.395 | 1320 | 0
d30 | p17 | -INF | 571.1813 | 1320 | 0
d30 | p18 | -INF | 585.1125 | 1320 | 0
d30 | p19 | -INF | 601.83 | 1320 | 0
d30 | p20 | -INF | 612.975 | 1320 | 0
d30 | p21 | -INF | 618.5475 | 1320 | 0
d30 | p22 | -INF | 624.12 | 1320 | 0
d30 | p23 | -INF | 617.6188 | 1320 | 0
d30 | p24 | -INF | 588.8275 | 1320 | 0
d31 | p1 | -INF | 541.4613 | 1320 | 0
d31 | p2 | -INF | 486.665 | 1320 | 0
d31 | p3 | -INF | 437.4413 | 1320 | 0
d31 | p4 | -INF | 401.22 | 1320 | 0
d31 | p5 | -INF | 375.5865 | 1320 | 0
d31 | p6 | -INF | 359.612 | 1320 | 0
d31 | p7 | -INF | 352.0891 | 1320 | 0
d31 | p8 | -INF | 361.1909 | 1320 | 0
d31 | p9 | -INF | 400.2912 | 1320 | 0
d31 | p10 | -INF | 451.3725 | 1320 | 0
d31 | p11 | -INF | 495.9525 | 1320 | 0
d31 | p12 | -INF | 526.6013 | 1320 | 0
d31 | p13 | -INF | 534.96 | 1320 | 0
d31 | p14 | -INF | 529.3875 | 1320 | 0
d31 | p15 | -INF | 518.2425 | 1320 | 0
d31 | p16 | -INF | 504.3112 | 1320 | 0
d31 | p17 | -INF | 497.81 | 1320 | 0
d31 | p18 | -INF | 505.24 | 1320 | 0
d31 | p19 | -INF | 526.6013 | 1320 | 0
d31 | p20 | -INF | 556.3213 | 1320 | 0
d31 | p21 | -INF | 579.54 | 1320 | 0
d31 | p22 | -INF | 602.7588 | 1320 | 0
d31 | p23 | -INF | 611.1175 | 1320 | 0
d31 | p24 | -INF | 600.9013 | 1320 | 0

## EQ12_ReleaseSim
TOC
EQ12_ReleaseSim | (equation) | Setting release values as predefined for simulation(cfs)
d | p | Lowerbound | Value | Upperbound | Marginal
d1 | p1 | 14100 | 14100 | 14100 | 1.2798
d1 | p2 | 14075 | 14075 | 14075 | 1.2783
d1 | p3 | 13675 | 13675 | 13675 | 1.2776
d1 | p4 | 12800 | 12800 | 12800 | 1.2776
d1 | p5 | 12000 | 12000 | 12000 | 1.2778
d1 | p6 | 11350 | 11350 | 11350 | 1.2784
d1 | p7 | 11175 | 11175 | 11175 | 1.2808
d1 | p8 | 11725 | 11725 | 11725 | 1.3624
d1 | p9 | 12600 | 12600 | 12600 | 2.2024
d1 | p10 | 13275 | 13275 | 13275 | 2.2756
d1 | p11 | 13725 | 13725 | 13725 | 2.2717
d1 | p12 | 13825 | 13825 | 13825 | 2.2248
d1 | p13 | 13575 | 13575 | 13575 | 2.1411
d1 | p14 | 12950 | 12950 | 12950 | 2.0269
d1 | p15 | 12350 | 12350 | 12350 | 1.9779
d1 | p16 | 11875 | 11875 | 11875 | 1.9235
d1 | p17 | 11650 | 11650 | 11650 | 1.896
d1 | p18 | 11650 | 11650 | 11650 | 1.9027
d1 | p19 | 12050 | 12050 | 12050 | 1.998
d1 | p20 | 13025 | 13025 | 13025 | 2.5704
d1 | p21 | 14325 | 14325 | 14325 | 2.7083
d1 | p22 | 15275 | 15275 | 15275 | 2.6303
d1 | p23 | 15875 | 15875 | 15875 | 2.1994
d1 | p24 | 16100 | 16100 | 16100 | 1.8366
d2 | p1 | 15600 | 15600 | 15600 | 1.2798
d2 | p2 | 14775 | 14775 | 14775 | 1.2783
d2 | p3 | 13625 | 13625 | 13625 | 1.2776
d2 | p4 | 12350 | 12350 | 12350 | 1.2776
d2 | p5 | 11300 | 11300 | 11300 | 1.2778
d2 | p6 | 10600 | 10600 | 10600 | 1.2784
d2 | p7 | 10375 | 10375 | 10375 | 1.2808
d2 | p8 | 10725 | 10725 | 10725 | 1.3624
d2 | p9 | 11575 | 11575 | 11575 | 2.2024
d2 | p10 | 12550 | 12550 | 12550 | 2.2756
d2 | p11 | 13300 | 13300 | 13300 | 2.2717
d2 | p12 | 13750 | 13750 | 13750 | 2.2248
d2 | p13 | 13825 | 13825 | 13825 | 2.1411
d2 | p14 | 13750 | 13750 | 13750 | 2.0269
d2 | p15 | 13500 | 13500 | 13500 | 1.9779
d2 | p16 | 13425 | 13425 | 13425 | 1.9235
d2 | p17 | 13275 | 13275 | 13275 | 1.896
d2 | p18 | 13400 | 13400 | 13400 | 1.9027
d2 | p19 | 13825 | 13825 | 13825 | 1.998
d2 | p20 | 14525 | 14525 | 14525 | 2.5704
d2 | p21 | 15400 | 15400 | 15400 | 2.7083
d2 | p22 | 16000 | 16000 | 16000 | 2.6303
d2 | p23 | 16250 | 16250 | 16250 | 2.1994
d2 | p24 | 15850 | 15850 | 15850 | 1.8366
d3 | p1 | 14800 | 14800 | 14800 | 1.2798
d3 | p2 | 13400 | 13400 | 13400 | 1.2783
d3 | p3 | 12125 | 12125 | 12125 | 1.2776
d3 | p4 | 11100 | 11100 | 11100 | 1.2776
d3 | p5 | 10350 | 10350 | 10350 | 1.2778
d3 | p6 | 9852.5 | 9852.5 | 9852.5 | 1.2784
d3 | p7 | 9560 | 9560 | 9560 | 1.2808
d3 | p8 | 9665 | 9665 | 9665 | 1.3624
d3 | p9 | 10550 | 10550 | 10550 | 2.2024
d3 | p10 | 11675 | 11675 | 11675 | 2.2756
d3 | p11 | 12700 | 12700 | 12700 | 2.2717
d3 | p12 | 13550 | 13550 | 13550 | 2.2248
d3 | p13 | 13925 | 13925 | 13925 | 2.1411
d3 | p14 | 13700 | 13700 | 13700 | 2.0269
d3 | p15 | 12850 | 12850 | 12850 | 1.9779
d3 | p16 | 11925 | 11925 | 11925 | 1.9235
d3 | p17 | 11325 | 11325 | 11325 | 1.896
d3 | p18 | 11325 | 11325 | 11325 | 1.9027
d3 | p19 | 12000 | 12000 | 12000 | 1.998
d3 | p20 | 13050 | 13050 | 13050 | 2.5704
d3 | p21 | 14325 | 14325 | 14325 | 2.7083
d3 | p22 | 15375 | 15375 | 15375 | 2.6303
d3 | p23 | 16050 | 16050 | 16050 | 2.1994
d3 | p24 | 16225 | 16225 | 16225 | 1.8366
d4 | p1 | 15775 | 15775 | 15775 | 1.2798
d4 | p2 | 14700 | 14700 | 14700 | 1.2783
d4 | p3 | 13500 | 13500 | 13500 | 1.2776
d4 | p4 | 12300 | 12300 | 12300 | 1.2776
d4 | p5 | 11325 | 11325 | 11325 | 1.2778
d4 | p6 | 10725 | 10725 | 10725 | 1.2784
d4 | p7 | 10300 | 10300 | 10300 | 1.2808
d4 | p8 | 9995 | 9995 | 9995 | 1.3624
d4 | p9 | 10090 | 10090 | 10090 | 2.2024
d4 | p10 | 10725 | 10725 | 10725 | 2.2756
d4 | p11 | 11375 | 11375 | 11375 | 2.2717
d4 | p12 | 11550 | 11550 | 11550 | 2.2248
d4 | p13 | 11525 | 11525 | 11525 | 2.1411
d4 | p14 | 11425 | 11425 | 11425 | 2.0269
d4 | p15 | 11325 | 11325 | 11325 | 1.9779
d4 | p16 | 11475 | 11475 | 11475 | 1.9235
d4 | p17 | 11750 | 11750 | 11750 | 1.896
d4 | p18 | 12050 | 12050 | 12050 | 1.9027
d4 | p19 | 12475 | 12475 | 12475 | 1.998
d4 | p20 | 13025 | 13025 | 13025 | 2.5704
d4 | p21 | 13625 | 13625 | 13625 | 2.7083
d4 | p22 | 14050 | 14050 | 14050 | 2.6303
d4 | p23 | 14250 | 14250 | 14250 | 2.1994
d4 | p24 | 14200 | 14200 | 14200 | 1.8366
d5 | p1 | 13675 | 13675 | 13675 | 1.2798
d5 | p2 | 12925 | 12925 | 12925 | 1.2783
d5 | p3 | 12200 | 12200 | 12200 | 1.2776
d5 | p4 | 11400 | 11400 | 11400 | 1.2776
d5 | p5 | 10700 | 10700 | 10700 | 1.2778
d5 | p6 | 10350 | 10350 | 10350 | 1.2784
d5 | p7 | 10425 | 10425 | 10425 | 1.2808
d5 | p8 | 11075 | 11075 | 11075 | 1.3624
d5 | p9 | 12400 | 12400 | 12400 | 2.2024
d5 | p10 | 13900 | 13900 | 13900 | 2.2756
d5 | p11 | 14900 | 14900 | 14900 | 2.2717
d5 | p12 | 15450 | 15450 | 15450 | 2.2248
d5 | p13 | 15700 | 15700 | 15700 | 2.1411
d5 | p14 | 15675 | 15675 | 15675 | 2.0269
d5 | p15 | 15450 | 15450 | 15450 | 1.9779
d5 | p16 | 15225 | 15225 | 15225 | 1.9235
d5 | p17 | 15100 | 15100 | 15100 | 1.896
d5 | p18 | 15200 | 15200 | 15200 | 1.9027
d5 | p19 | 15400 | 15400 | 15400 | 1.998
d5 | p20 | 15675 | 15675 | 15675 | 2.5704
d5 | p21 | 15900 | 15900 | 15900 | 2.7083
d5 | p22 | 16100 | 16100 | 16100 | 2.6303
d5 | p23 | 16100 | 16100 | 16100 | 2.1994
d5 | p24 | 15425 | 15425 | 15425 | 1.8366
d6 | p1 | 14225 | 14225 | 14225 | 1.2798
d6 | p2 | 12750 | 12750 | 12750 | 1.2783
d6 | p3 | 11450 | 11450 | 11450 | 1.2776
d6 | p4 | 10525 | 10525 | 10525 | 1.2776
d6 | p5 | 9925 | 9925 | 9925 | 1.2778
d6 | p6 | 9680 | 9680 | 9680 | 1.2784
d6 | p7 | 9797.5 | 9797.5 | 9797.5 | 1.2808
d6 | p8 | 10500 | 10500 | 10500 | 1.3624
d6 | p9 | 11950 | 11950 | 11950 | 2.2024
d6 | p10 | 13625 | 13625 | 13625 | 2.2756
d6 | p11 | 14900 | 14900 | 14900 | 2.2717
d6 | p12 | 15650 | 15650 | 15650 | 2.2248
d6 | p13 | 15850 | 15850 | 15850 | 2.1411
d6 | p14 | 15850 | 15850 | 15850 | 2.0269
d6 | p15 | 15625 | 15625 | 15625 | 1.9779
d6 | p16 | 15325 | 15325 | 15325 | 1.9235
d6 | p17 | 15075 | 15075 | 15075 | 1.896
d6 | p18 | 15050 | 15050 | 15050 | 1.9027
d6 | p19 | 15350 | 15350 | 15350 | 1.998
d6 | p20 | 15850 | 15850 | 15850 | 2.5704
d6 | p21 | 16250 | 16250 | 16250 | 2.7083
d6 | p22 | 16475 | 16475 | 16475 | 2.6303
d6 | p23 | 16600 | 16600 | 16600 | 2.1994
d6 | p24 | 16500 | 16500 | 16500 | 1.8366
d7 | p1 | 15850 | 15850 | 15850 | 1.2798
d7 | p2 | 14700 | 14700 | 14700 | 1.2783
d7 | p3 | 13250 | 13250 | 13250 | 1.2776
d7 | p4 | 11900 | 11900 | 11900 | 1.2776
d7 | p5 | 10950 | 10950 | 10950 | 1.2778
d7 | p6 | 10400 | 10400 | 10400 | 1.2784
d7 | p7 | 10350 | 10350 | 10350 | 1.2808
d7 | p8 | 11025 | 11025 | 11025 | 1.3624
d7 | p9 | 12400 | 12400 | 12400 | 2.2024
d7 | p10 | 13975 | 13975 | 13975 | 2.2756
d7 | p11 | 15175 | 15175 | 15175 | 2.2717
d7 | p12 | 15675 | 15675 | 15675 | 2.2248
d7 | p13 | 15700 | 15700 | 15700 | 2.1411
d7 | p14 | 15375 | 15375 | 15375 | 2.0269
d7 | p15 | 15175 | 15175 | 15175 | 1.9779
d7 | p16 | 14975 | 14975 | 14975 | 1.9235
d7 | p17 | 14875 | 14875 | 14875 | 1.896
d7 | p18 | 14950 | 14950 | 14950 | 1.9027
d7 | p19 | 15425 | 15425 | 15425 | 1.998
d7 | p20 | 15925 | 15925 | 15925 | 2.5704
d7 | p21 | 16350 | 16350 | 16350 | 2.7083
d7 | p22 | 16525 | 16525 | 16525 | 2.6303
d7 | p23 | 16525 | 16525 | 16525 | 2.1994
d7 | p24 | 15900 | 15900 | 15900 | 1.8366
d8 | p1 | 14725 | 14725 | 14725 | 1.2798
d8 | p2 | 13300 | 13300 | 13300 | 1.2783
d8 | p3 | 11950 | 11950 | 11950 | 1.2776
d8 | p4 | 11000 | 11000 | 11000 | 1.2776
d8 | p5 | 10350 | 10350 | 10350 | 1.2778
d8 | p6 | 9980 | 9980 | 9980 | 1.2784
d8 | p7 | 9915 | 9915 | 9915 | 1.2808
d8 | p8 | 10500 | 10500 | 10500 | 1.3624
d8 | p9 | 12000 | 12000 | 12000 | 2.2024
d8 | p10 | 13725 | 13725 | 13725 | 2.2756
d8 | p11 | 14900 | 14900 | 14900 | 2.2717
d8 | p12 | 15425 | 15425 | 15425 | 2.2248
d8 | p13 | 15450 | 15450 | 15450 | 2.1411
d8 | p14 | 15325 | 15325 | 15325 | 2.0269
d8 | p15 | 15125 | 15125 | 15125 | 1.9779
d8 | p16 | 14975 | 14975 | 14975 | 1.9235
d8 | p17 | 14875 | 14875 | 14875 | 1.896
d8 | p18 | 15050 | 15050 | 15050 | 1.9027
d8 | p19 | 15525 | 15525 | 15525 | 1.998
d8 | p20 | 15950 | 15950 | 15950 | 2.5704
d8 | p21 | 16300 | 16300 | 16300 | 2.7083
d8 | p22 | 16500 | 16500 | 16500 | 2.6303
d8 | p23 | 16425 | 16425 | 16425 | 2.1994
d8 | p24 | 15875 | 15875 | 15875 | 1.8366
d9 | p1 | 14775 | 14775 | 14775 | 1.2798
d9 | p2 | 13300 | 13300 | 13300 | 1.2783
d9 | p3 | 11950 | 11950 | 11950 | 1.2776
d9 | p4 | 10900 | 10900 | 10900 | 1.2776
d9 | p5 | 10275 | 10275 | 10275 | 1.2778
d9 | p6 | 9860 | 9860 | 9860 | 1.2784
d9 | p7 | 9670 | 9670 | 9670 | 1.2808
d9 | p8 | 10010 | 10010 | 10010 | 1.3624
d9 | p9 | 11275 | 11275 | 11275 | 2.2024
d9 | p10 | 13025 | 13025 | 13025 | 2.2756
d9 | p11 | 14400 | 14400 | 14400 | 2.2717
d9 | p12 | 15225 | 15225 | 15225 | 2.2248
d9 | p13 | 15275 | 15275 | 15275 | 2.1411
d9 | p14 | 15050 | 15050 | 15050 | 2.0269
d9 | p15 | 14725 | 14725 | 14725 | 1.9779
d9 | p16 | 14625 | 14625 | 14625 | 1.9235
d9 | p17 | 14525 | 14525 | 14525 | 1.896
d9 | p18 | 14675 | 14675 | 14675 | 1.9027
d9 | p19 | 15200 | 15200 | 15200 | 1.998
d9 | p20 | 15650 | 15650 | 15650 | 2.5704
d9 | p21 | 16025 | 16025 | 16025 | 2.7083
d9 | p22 | 16275 | 16275 | 16275 | 2.6303
d9 | p23 | 16275 | 16275 | 16275 | 2.1994
d9 | p24 | 15800 | 15800 | 15800 | 1.8366
d10 | p1 | 14750 | 14750 | 14750 | 1.2798
d10 | p2 | 13500 | 13500 | 13500 | 1.2783
d10 | p3 | 12275 | 12275 | 12275 | 1.2776
d10 | p4 | 11350 | 11350 | 11350 | 1.2776
d10 | p5 | 10850 | 10850 | 10850 | 1.2778
d10 | p6 | 10550 | 10550 | 10550 | 1.2784
d10 | p7 | 10450 | 10450 | 10450 | 1.2808
d10 | p8 | 10650 | 10650 | 10650 | 1.3624
d10 | p9 | 11225 | 11225 | 11225 | 2.2024
d10 | p10 | 11950 | 11950 | 11950 | 2.2756
d10 | p11 | 12425 | 12425 | 12425 | 2.2717
d10 | p12 | 12775 | 12775 | 12775 | 2.2248
d10 | p13 | 13200 | 13200 | 13200 | 2.1411
d10 | p14 | 13350 | 13350 | 13350 | 2.0269
d10 | p15 | 12975 | 12975 | 12975 | 1.9779
d10 | p16 | 12525 | 12525 | 12525 | 1.9235
d10 | p17 | 12100 | 12100 | 12100 | 1.896
d10 | p18 | 11950 | 11950 | 11950 | 1.9027
d10 | p19 | 12300 | 12300 | 12300 | 1.998
d10 | p20 | 13275 | 13275 | 13275 | 2.5704
d10 | p21 | 14425 | 14425 | 14425 | 2.7083
d10 | p22 | 15200 | 15200 | 15200 | 2.6303
d10 | p23 | 15600 | 15600 | 15600 | 2.1994
d10 | p24 | 15375 | 15375 | 15375 | 1.8366
d11 | p1 | 14525 | 14525 | 14525 | 1.2798
d11 | p2 | 13275 | 13275 | 13275 | 1.2783
d11 | p3 | 11950 | 11950 | 11950 | 1.2776
d11 | p4 | 10850 | 10850 | 10850 | 1.2776
d11 | p5 | 10010 | 10010 | 10010 | 1.2778
d11 | p6 | 9420 | 9420 | 9420 | 1.2784
d11 | p7 | 9257.5 | 9257.5 | 9257.5 | 1.2808
d11 | p8 | 9595 | 9595 | 9595 | 1.3624
d11 | p9 | 10500 | 10500 | 10500 | 2.2024
d11 | p10 | 11500 | 11500 | 11500 | 2.2756
d11 | p11 | 12175 | 12175 | 12175 | 2.2717
d11 | p12 | 12400 | 12400 | 12400 | 2.2248
d11 | p13 | 12400 | 12400 | 12400 | 2.1411
d11 | p14 | 12425 | 12425 | 12425 | 2.0269
d11 | p15 | 12400 | 12400 | 12400 | 1.9779
d11 | p16 | 12450 | 12450 | 12450 | 1.9235
d11 | p17 | 12600 | 12600 | 12600 | 1.896
d11 | p18 | 12850 | 12850 | 12850 | 1.9027
d11 | p19 | 13250 | 13250 | 13250 | 1.998
d11 | p20 | 13725 | 13725 | 13725 | 2.5704
d11 | p21 | 14000 | 14000 | 14000 | 2.7083
d11 | p22 | 14150 | 14150 | 14150 | 2.6303
d11 | p23 | 14175 | 14175 | 14175 | 2.1994
d11 | p24 | 13725 | 13725 | 13725 | 1.8366
d12 | p1 | 12725 | 12725 | 12725 | 1.2798
d12 | p2 | 11625 | 11625 | 11625 | 1.2783
d12 | p3 | 10725 | 10725 | 10725 | 1.2776
d12 | p4 | 10065 | 10065 | 10065 | 1.2776
d12 | p5 | 9612.5 | 9612.5 | 9612.5 | 1.2778
d12 | p6 | 9340 | 9340 | 9340 | 1.2784
d12 | p7 | 9380 | 9380 | 9380 | 1.2808
d12 | p8 | 10080 | 10080 | 10080 | 1.3624
d12 | p9 | 11850 | 11850 | 11850 | 2.2024
d12 | p10 | 13675 | 13675 | 13675 | 2.2756
d12 | p11 | 14800 | 14800 | 14800 | 2.2717
d12 | p12 | 15175 | 15175 | 15175 | 2.2248
d12 | p13 | 15325 | 15325 | 15325 | 2.1411
d12 | p14 | 15425 | 15425 | 15425 | 2.0269
d12 | p15 | 15400 | 15400 | 15400 | 1.9779
d12 | p16 | 15425 | 15425 | 15425 | 1.9235
d12 | p17 | 15425 | 15425 | 15425 | 1.896
d12 | p18 | 15650 | 15650 | 15650 | 1.9027
d12 | p19 | 16025 | 16025 | 16025 | 1.998
d12 | p20 | 16275 | 16275 | 16275 | 2.5704
d12 | p21 | 16450 | 16450 | 16450 | 2.7083
d12 | p22 | 16475 | 16475 | 16475 | 2.6303
d12 | p23 | 16200 | 16200 | 16200 | 2.1994
d12 | p24 | 15525 | 15525 | 15525 | 1.8366
d13 | p1 | 14300 | 14300 | 14300 | 1.2798
d13 | p2 | 12825 | 12825 | 12825 | 1.2783
d13 | p3 | 11500 | 11500 | 11500 | 1.2776
d13 | p4 | 10525 | 10525 | 10525 | 1.2776
d13 | p5 | 9910 | 9910 | 9910 | 1.2778
d13 | p6 | 9535 | 9535 | 9535 | 1.2784
d13 | p7 | 9545 | 9545 | 9545 | 1.2808
d13 | p8 | 10215 | 10215 | 10215 | 1.3624
d13 | p9 | 11325 | 11325 | 11325 | 2.2024
d13 | p10 | 12100 | 12100 | 12100 | 2.2756
d13 | p11 | 12550 | 12550 | 12550 | 2.2717
d13 | p12 | 12750 | 12750 | 12750 | 2.2248
d13 | p13 | 12825 | 12825 | 12825 | 2.1411
d13 | p14 | 12900 | 12900 | 12900 | 2.0269
d13 | p15 | 13000 | 13000 | 13000 | 1.9779
d13 | p16 | 13025 | 13025 | 13025 | 1.9235
d13 | p17 | 13100 | 13100 | 13100 | 1.896
d13 | p18 | 13225 | 13225 | 13225 | 1.9027
d13 | p19 | 13475 | 13475 | 13475 | 1.998
d13 | p20 | 14150 | 14150 | 14150 | 2.5704
d13 | p21 | 14800 | 14800 | 14800 | 2.7083
d13 | p22 | 15425 | 15425 | 15425 | 2.6303
d13 | p23 | 15875 | 15875 | 15875 | 2.1994
d13 | p24 | 16075 | 16075 | 16075 | 1.8366
d14 | p1 | 15625 | 15625 | 15625 | 1.2798
d14 | p2 | 14575 | 14575 | 14575 | 1.2783
d14 | p3 | 13150 | 13150 | 13150 | 1.2776
d14 | p4 | 11825 | 11825 | 11825 | 1.2776
d14 | p5 | 10900 | 10900 | 10900 | 1.2778
d14 | p6 | 10325 | 10325 | 10325 | 1.2784
d14 | p7 | 10175 | 10175 | 10175 | 1.2808
d14 | p8 | 10875 | 10875 | 10875 | 1.3624
d14 | p9 | 12425 | 12425 | 12425 | 2.2024
d14 | p10 | 14025 | 14025 | 14025 | 2.2756
d14 | p11 | 15125 | 15125 | 15125 | 2.2717
d14 | p12 | 15550 | 15550 | 15550 | 2.2248
d14 | p13 | 15625 | 15625 | 15625 | 2.1411
d14 | p14 | 15575 | 15575 | 15575 | 2.0269
d14 | p15 | 15350 | 15350 | 15350 | 1.9779
d14 | p16 | 15250 | 15250 | 15250 | 1.9235
d14 | p17 | 15275 | 15275 | 15275 | 1.896
d14 | p18 | 15550 | 15550 | 15550 | 1.9027
d14 | p19 | 15975 | 15975 | 15975 | 1.998
d14 | p20 | 16425 | 16425 | 16425 | 2.5704
d14 | p21 | 16550 | 16550 | 16550 | 2.7083
d14 | p22 | 16350 | 16350 | 16350 | 2.6303
d14 | p23 | 15875 | 15875 | 15875 | 2.1994
d14 | p24 | 15175 | 15175 | 15175 | 1.8366
d15 | p1 | 14125 | 14125 | 14125 | 1.2798
d15 | p2 | 12875 | 12875 | 12875 | 1.2783
d15 | p3 | 11875 | 11875 | 11875 | 1.2776
d15 | p4 | 10925 | 10925 | 10925 | 1.2776
d15 | p5 | 10250 | 10250 | 10250 | 1.2778
d15 | p6 | 9860 | 9860 | 9860 | 1.2784
d15 | p7 | 9885 | 9885 | 9885 | 1.2808
d15 | p8 | 10700 | 10700 | 10700 | 1.3624
d15 | p9 | 12400 | 12400 | 12400 | 2.2024
d15 | p10 | 14275 | 14275 | 14275 | 2.2756
d15 | p11 | 15275 | 15275 | 15275 | 2.2717
d15 | p12 | 15725 | 15725 | 15725 | 2.2248
d15 | p13 | 15725 | 15725 | 15725 | 2.1411
d15 | p14 | 15650 | 15650 | 15650 | 2.0269
d15 | p15 | 15475 | 15475 | 15475 | 1.9779
d15 | p16 | 15400 | 15400 | 15400 | 1.9235
d15 | p17 | 15350 | 15350 | 15350 | 1.896
d15 | p18 | 15625 | 15625 | 15625 | 1.9027
d15 | p19 | 16125 | 16125 | 16125 | 1.998
d15 | p20 | 16500 | 16500 | 16500 | 2.5704
d15 | p21 | 16725 | 16725 | 16725 | 2.7083
d15 | p22 | 16800 | 16800 | 16800 | 2.6303
d15 | p23 | 16475 | 16475 | 16475 | 2.1994
d15 | p24 | 15700 | 15700 | 15700 | 1.8366
d16 | p1 | 14475 | 14475 | 14475 | 1.2798
d16 | p2 | 12975 | 12975 | 12975 | 1.2783
d16 | p3 | 11650 | 11650 | 11650 | 1.2776
d16 | p4 | 10650 | 10650 | 10650 | 1.2776
d16 | p5 | 10070 | 10070 | 10070 | 1.2778
d16 | p6 | 9790 | 9790 | 9790 | 1.2784
d16 | p7 | 9865 | 9865 | 9865 | 1.2808
d16 | p8 | 10725 | 10725 | 10725 | 1.3624
d16 | p9 | 12425 | 12425 | 12425 | 2.2024
d16 | p10 | 14150 | 14150 | 14150 | 2.2756
d16 | p11 | 15200 | 15200 | 15200 | 2.2717
d16 | p12 | 15550 | 15550 | 15550 | 2.2248
d16 | p13 | 15600 | 15600 | 15600 | 2.1411
d16 | p14 | 15575 | 15575 | 15575 | 2.0269
d16 | p15 | 15375 | 15375 | 15375 | 1.9779
d16 | p16 | 15250 | 15250 | 15250 | 1.9235
d16 | p17 | 15275 | 15275 | 15275 | 1.896
d16 | p18 | 15575 | 15575 | 15575 | 1.9027
d16 | p19 | 16100 | 16100 | 16100 | 1.998
d16 | p20 | 16375 | 16375 | 16375 | 2.5704
d16 | p21 | 16625 | 16625 | 16625 | 2.7083
d16 | p22 | 16675 | 16675 | 16675 | 2.6303
d16 | p23 | 16425 | 16425 | 16425 | 2.1994
d16 | p24 | 15625 | 15625 | 15625 | 1.8366
d17 | p1 | 14400 | 14400 | 14400 | 1.2798
d17 | p2 | 12925 | 12925 | 12925 | 1.2783
d17 | p3 | 11575 | 11575 | 11575 | 1.2776
d17 | p4 | 10625 | 10625 | 10625 | 1.2776
d17 | p5 | 10015 | 10015 | 10015 | 1.2778
d17 | p6 | 9562.5 | 9562.5 | 9562.5 | 1.2784
d17 | p7 | 9390 | 9390 | 9390 | 1.2808
d17 | p8 | 9642.5 | 9642.5 | 9642.5 | 1.3624
d17 | p9 | 10700 | 10700 | 10700 | 2.2024
d17 | p10 | 12025 | 12025 | 12025 | 2.2756
d17 | p11 | 12975 | 12975 | 12975 | 2.2717
d17 | p12 | 13675 | 13675 | 13675 | 2.2248
d17 | p13 | 13975 | 13975 | 13975 | 2.1411
d17 | p14 | 14075 | 14075 | 14075 | 2.0269
d17 | p15 | 13775 | 13775 | 13775 | 1.9779
d17 | p16 | 13250 | 13250 | 13250 | 1.9235
d17 | p17 | 13100 | 13100 | 13100 | 1.896
d17 | p18 | 13600 | 13600 | 13600 | 1.9027
d17 | p19 | 14525 | 14525 | 14525 | 1.998
d17 | p20 | 15475 | 15475 | 15475 | 2.5704
d17 | p21 | 16000 | 16000 | 16000 | 2.7083
d17 | p22 | 16350 | 16350 | 16350 | 2.6303
d17 | p23 | 16500 | 16500 | 16500 | 2.1994
d17 | p24 | 15975 | 15975 | 15975 | 1.8366
d18 | p1 | 14925 | 14925 | 14925 | 1.2798
d18 | p2 | 13575 | 13575 | 13575 | 1.2783
d18 | p3 | 12250 | 12250 | 12250 | 1.2776
d18 | p4 | 11150 | 11150 | 11150 | 1.2776
d18 | p5 | 10350 | 10350 | 10350 | 1.2778
d18 | p6 | 9865 | 9865 | 9865 | 1.2784
d18 | p7 | 9670 | 9670 | 9670 | 1.2808
d18 | p8 | 9950 | 9950 | 9950 | 1.3624
d18 | p9 | 10800 | 10800 | 10800 | 2.2024
d18 | p10 | 11750 | 11750 | 11750 | 2.2756
d18 | p11 | 12525 | 12525 | 12525 | 2.2717
d18 | p12 | 12900 | 12900 | 12900 | 2.2248
d18 | p13 | 12850 | 12850 | 12850 | 2.1411
d18 | p14 | 12850 | 12850 | 12850 | 2.0269
d18 | p15 | 12750 | 12750 | 12750 | 1.9779
d18 | p16 | 12850 | 12850 | 12850 | 1.9235
d18 | p17 | 12800 | 12800 | 12800 | 1.896
d18 | p18 | 12850 | 12850 | 12850 | 1.9027
d18 | p19 | 13000 | 13000 | 13000 | 1.998
d18 | p20 | 13400 | 13400 | 13400 | 2.5704
d18 | p21 | 13850 | 13850 | 13850 | 2.7083
d18 | p22 | 14125 | 14125 | 14125 | 2.6303
d18 | p23 | 14225 | 14225 | 14225 | 2.1994
d18 | p24 | 13800 | 13800 | 13800 | 1.8366
d19 | p1 | 12700 | 12700 | 12700 | 1.2798
d19 | p2 | 11600 | 11600 | 11600 | 1.2783
d19 | p3 | 10750 | 10750 | 10750 | 1.2776
d19 | p4 | 10135 | 10135 | 10135 | 1.2776
d19 | p5 | 9700 | 9700 | 9700 | 1.2778
d19 | p6 | 9450 | 9450 | 9450 | 1.2784
d19 | p7 | 9497.5 | 9497.5 | 9497.5 | 1.2808
d19 | p8 | 10305 | 10305 | 10305 | 1.3624
d19 | p9 | 12125 | 12125 | 12125 | 2.2024
d19 | p10 | 14025 | 14025 | 14025 | 2.2756
d19 | p11 | 15150 | 15150 | 15150 | 2.2717
d19 | p12 | 15550 | 15550 | 15550 | 2.2248
d19 | p13 | 15575 | 15575 | 15575 | 2.1411
d19 | p14 | 15375 | 15375 | 15375 | 2.0269
d19 | p15 | 14975 | 14975 | 14975 | 1.9779
d19 | p16 | 14550 | 14550 | 14550 | 1.9235
d19 | p17 | 14325 | 14325 | 14325 | 1.896
d19 | p18 | 14800 | 14800 | 14800 | 1.9027
d19 | p19 | 15525 | 15525 | 15525 | 1.998
d19 | p20 | 16125 | 16125 | 16125 | 2.5704
d19 | p21 | 16500 | 16500 | 16500 | 2.7083
d19 | p22 | 16625 | 16625 | 16625 | 2.6303
d19 | p23 | 16350 | 16350 | 16350 | 2.1994
d19 | p24 | 15525 | 15525 | 15525 | 1.8366
d20 | p1 | 14375 | 14375 | 14375 | 1.2798
d20 | p2 | 13225 | 13225 | 13225 | 1.2783
d20 | p3 | 12150 | 12150 | 12150 | 1.2776
d20 | p4 | 11375 | 11375 | 11375 | 1.2776
d20 | p5 | 10925 | 10925 | 10925 | 1.2778
d20 | p6 | 10800 | 10800 | 10800 | 1.2784
d20 | p7 | 10925 | 10925 | 10925 | 1.2808
d20 | p8 | 11750 | 11750 | 11750 | 1.3624
d20 | p9 | 13200 | 13200 | 13200 | 2.2024
d20 | p10 | 14725 | 14725 | 14725 | 2.2756
d20 | p11 | 15700 | 15700 | 15700 | 2.2717
d20 | p12 | 16225 | 16225 | 16225 | 2.2248
d20 | p13 | 16375 | 16375 | 16375 | 2.1411
d20 | p14 | 16300 | 16300 | 16300 | 2.0269
d20 | p15 | 15975 | 15975 | 15975 | 1.9779
d20 | p16 | 15725 | 15725 | 15725 | 1.9235
d20 | p17 | 15700 | 15700 | 15700 | 1.896
d20 | p18 | 15925 | 15925 | 15925 | 1.9027
d20 | p19 | 16275 | 16275 | 16275 | 1.998
d20 | p20 | 16600 | 16600 | 16600 | 2.5704
d20 | p21 | 16750 | 16750 | 16750 | 2.7083
d20 | p22 | 16800 | 16800 | 16800 | 2.6303
d20 | p23 | 16600 | 16600 | 16600 | 2.1994
d20 | p24 | 15925 | 15925 | 15925 | 1.8366
d21 | p1 | 14500 | 14500 | 14500 | 1.2798
d21 | p2 | 12925 | 12925 | 12925 | 1.2783
d21 | p3 | 11550 | 11550 | 11550 | 1.2776
d21 | p4 | 10550 | 10550 | 10550 | 1.2776
d21 | p5 | 9945 | 9945 | 9945 | 1.2778
d21 | p6 | 9600 | 9600 | 9600 | 1.2784
d21 | p7 | 9690 | 9690 | 9690 | 1.2808
d21 | p8 | 10700 | 10700 | 10700 | 1.3624
d21 | p9 | 12450 | 12450 | 12450 | 2.2024
d21 | p10 | 14250 | 14250 | 14250 | 2.2756
d21 | p11 | 15425 | 15425 | 15425 | 2.2717
d21 | p12 | 16075 | 16075 | 16075 | 2.2248
d21 | p13 | 16225 | 16225 | 16225 | 2.1411
d21 | p14 | 16175 | 16175 | 16175 | 2.0269
d21 | p15 | 16225 | 16225 | 16225 | 1.9779
d21 | p16 | 16225 | 16225 | 16225 | 1.9235
d21 | p17 | 16200 | 16200 | 16200 | 1.896
d21 | p18 | 16275 | 16275 | 16275 | 1.9027
d21 | p19 | 16475 | 16475 | 16475 | 1.998
d21 | p20 | 16625 | 16625 | 16625 | 2.5704
d21 | p21 | 16725 | 16725 | 16725 | 2.7083
d21 | p22 | 16600 | 16600 | 16600 | 2.6303
d21 | p23 | 16400 | 16400 | 16400 | 2.1994
d21 | p24 | 15650 | 15650 | 15650 | 1.8366
d22 | p1 | 14425 | 14425 | 14425 | 1.2798
d22 | p2 | 12875 | 12875 | 12875 | 1.2783
d22 | p3 | 11550 | 11550 | 11550 | 1.2776
d22 | p4 | 10600 | 10600 | 10600 | 1.2776
d22 | p5 | 9990 | 9990 | 9990 | 1.2778
d22 | p6 | 9720 | 9720 | 9720 | 1.2784
d22 | p7 | 9930 | 9930 | 9930 | 1.2808
d22 | p8 | 10975 | 10975 | 10975 | 1.3624
d22 | p9 | 12575 | 12575 | 12575 | 2.2024
d22 | p10 | 14175 | 14175 | 14175 | 2.2756
d22 | p11 | 15200 | 15200 | 15200 | 2.2717
d22 | p12 | 15750 | 15750 | 15750 | 2.2248
d22 | p13 | 15925 | 15925 | 15925 | 2.1411
d22 | p14 | 16075 | 16075 | 16075 | 2.0269
d22 | p15 | 16075 | 16075 | 16075 | 1.9779
d22 | p16 | 15875 | 15875 | 15875 | 1.9235
d22 | p17 | 15800 | 15800 | 15800 | 1.896
d22 | p18 | 16025 | 16025 | 16025 | 1.9027
d22 | p19 | 16375 | 16375 | 16375 | 1.998
d22 | p20 | 16450 | 16450 | 16450 | 2.5704
d22 | p21 | 16500 | 16500 | 16500 | 2.7083
d22 | p22 | 16475 | 16475 | 16475 | 2.6303
d22 | p23 | 16200 | 16200 | 16200 | 2.1994
d22 | p24 | 15375 | 15375 | 15375 | 1.8366
d23 | p1 | 14025 | 14025 | 14025 | 1.2798
d23 | p2 | 12650 | 12650 | 12650 | 1.2783
d23 | p3 | 11475 | 11475 | 11475 | 1.2776
d23 | p4 | 10650 | 10650 | 10650 | 1.2776
d23 | p5 | 10070 | 10070 | 10070 | 1.2778
d23 | p6 | 9840 | 9840 | 9840 | 1.2784
d23 | p7 | 10000 | 10000 | 10000 | 1.2808
d23 | p8 | 10900 | 10900 | 10900 | 1.3624
d23 | p9 | 12550 | 12550 | 12550 | 2.2024
d23 | p10 | 14300 | 14300 | 14300 | 2.2756
d23 | p11 | 15375 | 15375 | 15375 | 2.2717
d23 | p12 | 15800 | 15800 | 15800 | 2.2248
d23 | p13 | 15900 | 15900 | 15900 | 2.1411
d23 | p14 | 15925 | 15925 | 15925 | 2.0269
d23 | p15 | 15875 | 15875 | 15875 | 1.9779
d23 | p16 | 15775 | 15775 | 15775 | 1.9235
d23 | p17 | 15775 | 15775 | 15775 | 1.896
d23 | p18 | 16050 | 16050 | 16050 | 1.9027
d23 | p19 | 16375 | 16375 | 16375 | 1.998
d23 | p20 | 16600 | 16600 | 16600 | 2.5704
d23 | p21 | 16750 | 16750 | 16750 | 2.7083
d23 | p22 | 16775 | 16775 | 16775 | 2.6303
d23 | p23 | 16600 | 16600 | 16600 | 2.1994
d23 | p24 | 15900 | 15900 | 15900 | 1.8366
d24 | p1 | 14600 | 14600 | 14600 | 1.2798
d24 | p2 | 13050 | 13050 | 13050 | 1.2783
d24 | p3 | 11675 | 11675 | 11675 | 1.2776
d24 | p4 | 10700 | 10700 | 10700 | 1.2776
d24 | p5 | 10060 | 10060 | 10060 | 1.2778
d24 | p6 | 9650 | 9650 | 9650 | 1.2784
d24 | p7 | 9440 | 9440 | 9440 | 1.2808
d24 | p8 | 9595 | 9595 | 9595 | 1.3624
d24 | p9 | 10470 | 10470 | 10470 | 2.2024
d24 | p10 | 11900 | 11900 | 11900 | 2.2756
d24 | p11 | 13075 | 13075 | 13075 | 2.2717
d24 | p12 | 13750 | 13750 | 13750 | 2.2248
d24 | p13 | 14075 | 14075 | 14075 | 2.1411
d24 | p14 | 14025 | 14025 | 14025 | 2.0269
d24 | p15 | 13775 | 13775 | 13775 | 1.9779
d24 | p16 | 13475 | 13475 | 13475 | 1.9235
d24 | p17 | 13350 | 13350 | 13350 | 1.896
d24 | p18 | 13650 | 13650 | 13650 | 1.9027
d24 | p19 | 14375 | 14375 | 14375 | 1.998
d24 | p20 | 15075 | 15075 | 15075 | 2.5704
d24 | p21 | 15675 | 15675 | 15675 | 2.7083
d24 | p22 | 16125 | 16125 | 16125 | 2.6303
d24 | p23 | 16225 | 16225 | 16225 | 2.1994
d24 | p24 | 15625 | 15625 | 15625 | 1.8366
d25 | p1 | 14850 | 14850 | 14850 | 1.2798
d25 | p2 | 13825 | 13825 | 13825 | 1.2783
d25 | p3 | 12750 | 12750 | 12750 | 1.2776
d25 | p4 | 11825 | 11825 | 11825 | 1.2776
d25 | p5 | 11200 | 11200 | 11200 | 1.2778
d25 | p6 | 10875 | 10875 | 10875 | 1.2784
d25 | p7 | 10700 | 10700 | 10700 | 1.2808
d25 | p8 | 10900 | 10900 | 10900 | 1.3624
d25 | p9 | 11400 | 11400 | 11400 | 2.2024
d25 | p10 | 12050 | 12050 | 12050 | 2.2756
d25 | p11 | 12650 | 12650 | 12650 | 2.2717
d25 | p12 | 12900 | 12900 | 12900 | 2.2248
d25 | p13 | 13000 | 13000 | 13000 | 2.1411
d25 | p14 | 13000 | 13000 | 13000 | 2.0269
d25 | p15 | 12975 | 12975 | 12975 | 1.9779
d25 | p16 | 12925 | 12925 | 12925 | 1.9235
d25 | p17 | 12875 | 12875 | 12875 | 1.896
d25 | p18 | 12950 | 12950 | 12950 | 1.9027
d25 | p19 | 13125 | 13125 | 13125 | 1.998
d25 | p20 | 13475 | 13475 | 13475 | 2.5704
d25 | p21 | 13900 | 13900 | 13900 | 2.7083
d25 | p22 | 14150 | 14150 | 14150 | 2.6303
d25 | p23 | 14250 | 14250 | 14250 | 2.1994
d25 | p24 | 13825 | 13825 | 13825 | 1.8366
d26 | p1 | 12800 | 12800 | 12800 | 1.2798
d26 | p2 | 11625 | 11625 | 11625 | 1.2783
d26 | p3 | 10775 | 10775 | 10775 | 1.2776
d26 | p4 | 10200 | 10200 | 10200 | 1.2776
d26 | p5 | 9780 | 9780 | 9780 | 1.2778
d26 | p6 | 9542.5 | 9542.5 | 9542.5 | 1.2784
d26 | p7 | 9620 | 9620 | 9620 | 1.2808
d26 | p8 | 10485 | 10485 | 10485 | 1.3624
d26 | p9 | 12200 | 12200 | 12200 | 2.2024
d26 | p10 | 13950 | 13950 | 13950 | 2.2756
d26 | p11 | 15075 | 15075 | 15075 | 2.2717
d26 | p12 | 15550 | 15550 | 15550 | 2.2248
d26 | p13 | 15700 | 15700 | 15700 | 2.1411
d26 | p14 | 15650 | 15650 | 15650 | 2.0269
d26 | p15 | 15500 | 15500 | 15500 | 1.9779
d26 | p16 | 15325 | 15325 | 15325 | 1.9235
d26 | p17 | 15450 | 15450 | 15450 | 1.896
d26 | p18 | 15800 | 15800 | 15800 | 1.9027
d26 | p19 | 16250 | 16250 | 16250 | 1.998
d26 | p20 | 16500 | 16500 | 16500 | 2.5704
d26 | p21 | 16675 | 16675 | 16675 | 2.7083
d26 | p22 | 16725 | 16725 | 16725 | 2.6303
d26 | p23 | 16600 | 16600 | 16600 | 2.1994
d26 | p24 | 15900 | 15900 | 15900 | 1.8366
d27 | p1 | 14575 | 14575 | 14575 | 1.2798
d27 | p2 | 12975 | 12975 | 12975 | 1.2783
d27 | p3 | 11600 | 11600 | 11600 | 1.2776
d27 | p4 | 10675 | 10675 | 10675 | 1.2776
d27 | p5 | 10110 | 10110 | 10110 | 1.2778
d27 | p6 | 9750 | 9750 | 9750 | 1.2784
d27 | p7 | 9810 | 9810 | 9810 | 1.2808
d27 | p8 | 10700 | 10700 | 10700 | 1.3624
d27 | p9 | 12400 | 12400 | 12400 | 2.2024
d27 | p10 | 14075 | 14075 | 14075 | 2.2756
d27 | p11 | 15350 | 15350 | 15350 | 2.2717
d27 | p12 | 15850 | 15850 | 15850 | 2.2248
d27 | p13 | 15900 | 15900 | 15900 | 2.1411
d27 | p14 | 15800 | 15800 | 15800 | 2.0269
d27 | p15 | 15450 | 15450 | 15450 | 1.9779
d27 | p16 | 15150 | 15150 | 15150 | 1.9235
d27 | p17 | 15125 | 15125 | 15125 | 1.896
d27 | p18 | 15425 | 15425 | 15425 | 1.9027
d27 | p19 | 15700 | 15700 | 15700 | 1.998
d27 | p20 | 15925 | 15925 | 15925 | 2.5704
d27 | p21 | 16250 | 16250 | 16250 | 2.7083
d27 | p22 | 16425 | 16425 | 16425 | 2.6303
d27 | p23 | 16400 | 16400 | 16400 | 2.1994
d27 | p24 | 15650 | 15650 | 15650 | 1.8366
d28 | p1 | 14400 | 14400 | 14400 | 1.2798
d28 | p2 | 12825 | 12825 | 12825 | 1.2783
d28 | p3 | 11525 | 11525 | 11525 | 1.2776
d28 | p4 | 10600 | 10600 | 10600 | 1.2776
d28 | p5 | 10035 | 10035 | 10035 | 1.2778
d28 | p6 | 9720 | 9720 | 9720 | 1.2784
d28 | p7 | 9800 | 9800 | 9800 | 1.2808
d28 | p8 | 10675 | 10675 | 10675 | 1.3624
d28 | p9 | 12350 | 12350 | 12350 | 2.2024
d28 | p10 | 14000 | 14000 | 14000 | 2.2756
d28 | p11 | 15025 | 15025 | 15025 | 2.2717
d28 | p12 | 15550 | 15550 | 15550 | 2.2248
d28 | p13 | 15650 | 15650 | 15650 | 2.1411
d28 | p14 | 15625 | 15625 | 15625 | 2.0269
d28 | p15 | 15450 | 15450 | 15450 | 1.9779
d28 | p16 | 15275 | 15275 | 15275 | 1.9235
d28 | p17 | 15325 | 15325 | 15325 | 1.896
d28 | p18 | 15625 | 15625 | 15625 | 1.9027
d28 | p19 | 16075 | 16075 | 16075 | 1.998
d28 | p20 | 16500 | 16500 | 16500 | 2.5704
d28 | p21 | 16675 | 16675 | 16675 | 2.7083
d28 | p22 | 16750 | 16750 | 16750 | 2.6303
d28 | p23 | 16600 | 16600 | 16600 | 2.1994
d28 | p24 | 15850 | 15850 | 15850 | 1.8366
d29 | p1 | 14600 | 14600 | 14600 | 1.2798
d29 | p2 | 13175 | 13175 | 13175 | 1.2783
d29 | p3 | 11900 | 11900 | 11900 | 1.2776
d29 | p4 | 10925 | 10925 | 10925 | 1.2776
d29 | p5 | 10200 | 10200 | 10200 | 1.2778
d29 | p6 | 9850 | 9850 | 9850 | 1.2784
d29 | p7 | 9875 | 9875 | 9875 | 1.2808
d29 | p8 | 10750 | 10750 | 10750 | 1.3624
d29 | p9 | 12400 | 12400 | 12400 | 2.2024
d29 | p10 | 14125 | 14125 | 14125 | 2.2756
d29 | p11 | 15250 | 15250 | 15250 | 2.2717
d29 | p12 | 15675 | 15675 | 15675 | 2.2248
d29 | p13 | 15800 | 15800 | 15800 | 2.1411
d29 | p14 | 15650 | 15650 | 15650 | 2.0269
d29 | p15 | 15400 | 15400 | 15400 | 1.9779
d29 | p16 | 15200 | 15200 | 15200 | 1.9235
d29 | p17 | 15075 | 15075 | 15075 | 1.896
d29 | p18 | 15350 | 15350 | 15350 | 1.9027
d29 | p19 | 15850 | 15850 | 15850 | 1.998
d29 | p20 | 16400 | 16400 | 16400 | 2.5704
d29 | p21 | 16750 | 16750 | 16750 | 2.7083
d29 | p22 | 16800 | 16800 | 16800 | 2.6303
d29 | p23 | 16650 | 16650 | 16650 | 2.1994
d29 | p24 | 15925 | 15925 | 15925 | 1.8366
d30 | p1 | 14600 | 14600 | 14600 | 1.2798
d30 | p2 | 13075 | 13075 | 13075 | 1.2783
d30 | p3 | 11650 | 11650 | 11650 | 1.2776
d30 | p4 | 10675 | 10675 | 10675 | 1.2776
d30 | p5 | 10025 | 10025 | 10025 | 1.2778
d30 | p6 | 9680 | 9680 | 9680 | 1.2784
d30 | p7 | 9810 | 9810 | 9810 | 1.2808
d30 | p8 | 10775 | 10775 | 10775 | 1.3624
d30 | p9 | 12475 | 12475 | 12475 | 2.2024
d30 | p10 | 14075 | 14075 | 14075 | 2.2756
d30 | p11 | 14975 | 14975 | 14975 | 2.2717
d30 | p12 | 15450 | 15450 | 15450 | 2.2248
d30 | p13 | 15525 | 15525 | 15525 | 2.1411
d30 | p14 | 15525 | 15525 | 15525 | 2.0269
d30 | p15 | 15375 | 15375 | 15375 | 1.9779
d30 | p16 | 15300 | 15300 | 15300 | 1.9235
d30 | p17 | 15375 | 15375 | 15375 | 1.896
d30 | p18 | 15750 | 15750 | 15750 | 1.9027
d30 | p19 | 16200 | 16200 | 16200 | 1.998
d30 | p20 | 16500 | 16500 | 16500 | 2.5704
d30 | p21 | 16650 | 16650 | 16650 | 2.7083
d30 | p22 | 16800 | 16800 | 16800 | 2.6303
d30 | p23 | 16625 | 16625 | 16625 | 2.1994
d30 | p24 | 15850 | 15850 | 15850 | 1.8366
d31 | p1 | 14575 | 14575 | 14575 | 1.2798
d31 | p2 | 13100 | 13100 | 13100 | 1.2783
d31 | p3 | 11775 | 11775 | 11775 | 1.2776
d31 | p4 | 10800 | 10800 | 10800 | 1.2776
d31 | p5 | 10110 | 10110 | 10110 | 1.2778
d31 | p6 | 9680 | 9680 | 9680 | 1.2784
d31 | p7 | 9477.5 | 9477.5 | 9477.5 | 1.2808
d31 | p8 | 9722.5 | 9722.5 | 9722.5 | 1.3624
d31 | p9 | 10775 | 10775 | 10775 | 2.2024
d31 | p10 | 12150 | 12150 | 12150 | 2.2756
d31 | p11 | 13350 | 13350 | 13350 | 2.2717
d31 | p12 | 14175 | 14175 | 14175 | 2.2248
d31 | p13 | 14400 | 14400 | 14400 | 2.1411
d31 | p14 | 14250 | 14250 | 14250 | 2.0269
d31 | p15 | 13950 | 13950 | 13950 | 1.9779
d31 | p16 | 13575 | 13575 | 13575 | 1.9235
d31 | p17 | 13400 | 13400 | 13400 | 1.896
d31 | p18 | 13600 | 13600 | 13600 | 1.9027
d31 | p19 | 14175 | 14175 | 14175 | 1.998
d31 | p20 | 14975 | 14975 | 14975 | 2.5704
d31 | p21 | 15600 | 15600 | 15600 | 2.7083
d31 | p22 | 16225 | 16225 | 16225 | 2.6303
d31 | p23 | 16450 | 16450 | 16450 | 2.1994
d31 | p24 | 16175 | 16175 | 16175 | 1.8366

## EQ1__ResMassBal
TOC
EQ1__ResMassBal | (equation) | Reservoir mass balance (acre-ft)
d | Lowerbound | Value | Upperbound | Marginal
d1 | 13349503.424 | 13349503.424 | 13349503.424 | EPS
d2 | 9754.76 | 9754.76 | 9754.76 | EPS
d3 | 12262.688 | 12262.688 | 12262.688 | EPS
d4 | 12951.92 | 12951.92 | 12951.92 | EPS
d5 | 16585.328 | 16585.328 | 16585.328 | EPS
d6 | 11639.192 | 11639.192 | 11639.192 | EPS
d7 | 11416.088 | 11416.088 | 11416.088 | EPS
d8 | 12310.496 | 12310.496 | 12310.496 | EPS
d9 | 11802.536 | 11802.536 | 11802.536 | EPS
d10 | 13264.664 | 13264.664 | 13264.664 | EPS
d11 | 18527.528 | 18527.528 | 18527.528 | EPS
d12 | 6300.632 | 6300.632 | 6300.632 | EPS
d13 | 13553.504 | 13553.504 | 13553.504 | EPS
d14 | 4350.464 | 4350.464 | 4350.464 | EPS
d15 | 15659.048 | 15659.048 | 15659.048 | EPS
d16 | 8944.016 | 8944.016 | 8944.016 | EPS
d17 | 10830.44 | 10830.44 | 10830.44 | EPS
d18 | 13039.568 | 13039.568 | 13039.568 | EPS
d19 | 14169.032 | 14169.032 | 14169.032 | EPS
d20 | 11963.888 | 11963.888 | 11963.888 | EPS
d21 | 8278.688 | 8278.688 | 8278.688 | EPS
d22 | 16904.048 | 16904.048 | 16904.048 | EPS
d23 | 14914.04 | 14914.04 | 14914.04 | EPS
d24 | 10826.456 | 10826.456 | 10826.456 | EPS
d25 | 10340.408 | 10340.408 | 10340.408 | EPS
d26 | 17868.176 | 17868.176 | 17868.176 | EPS
d27 | 8900.192 | 8900.192 | 8900.192 | EPS
d28 | 14756.672 | 14756.672 | 14756.672 | EPS
d29 | 14643.128 | 14643.128 | 14643.128 | EPS
d30 | 7985.864 | 7985.864 | 7985.864 | EPS
d31 | 11969.864 | 11969.864 | 11969.864 | EPS

## EQ2__reqpowerstorage
TOC
EQ2__reqpowerstorage | (equation) | The minimum storage equivalent to reservoir level required for hydropower generation (acre-ft)
d | Lowerbound | Value | Upperbound | Marginal
d1 | 8950000 | 13323356.349 | INF | 0
d2 | 8950000 | 13306256.459 | INF | 0
d3 | 8950000 | 13293502.7395 | INF | 0
d4 | 8950000 | 13282091.2545 | INF | 0
d5 | 8950000 | 13270759.5325 | INF | 0
d6 | 8950000 | 13254612.192 | INF | 0
d7 | 8950000 | 13237530.23 | INF | 0
d8 | 8950000 | 13222023.691 | INF | 0
d9 | 8950000 | 13206538.732 | INF | 0
d10 | 8950000 | 13194486.321 | INF | 0
d11 | 8950000 | 13188644.4265 | INF | 0
d12 | 8950000 | 13167666.901 | INF | 0
d13 | 8950000 | 13155909.14 | INF | 0
d14 | 8950000 | 13131744.954 | INF | 0
d15 | 8950000 | 13119207.242 | INF | 0
d16 | 8950000 | 13100097.258 | INF | 0
d17 | 8950000 | 13084856.568 | INF | 0
d18 | 8950000 | 13073074.156 | INF | 0
d19 | 8950000 | 13060082.4755 | INF | 0
d20 | 8950000 | 13042969.3885 | INF | 0
d21 | 8950000 | 13022740.8965 | INF | 0
d22 | 8950000 | 13011348.9995 | INF | 0
d23 | 8950000 | 12997882.4345 | INF | 0
d24 | 8950000 | 12982695.4455 | INF | 0
d25 | 8950000 | 12967606.7285 | INF | 0
d26 | 8950000 | 12957779.672 | INF | 0
d27 | 8950000 | 12938703.054 | INF | 0
d28 | 8950000 | 12925413.611 | INF | 0
d29 | 8950000 | 12911872.014 | INF | 0
d30 | 8950000 | 12891742.458 | INF | 0
d31 | 8950000 | 12877445.727 | INF | 0

## EQ3__maxstor
TOC
EQ3__maxstor | (equation) | Reservoir storage max (acre-ft)
d | Lowerbound | Value | Upperbound | Marginal
d1 | -INF | 13323356.349 | 25000000 | 0
d2 | -INF | 13306256.459 | 25000000 | 0
d3 | -INF | 13293502.7395 | 25000000 | 0
d4 | -INF | 13282091.2545 | 25000000 | 0
d5 | -INF | 13270759.5325 | 25000000 | 0
d6 | -INF | 13254612.192 | 25000000 | 0
d7 | -INF | 13237530.23 | 25000000 | 0
d8 | -INF | 13222023.691 | 25000000 | 0
d9 | -INF | 13206538.732 | 25000000 | 0
d10 | -INF | 13194486.321 | 25000000 | 0
d11 | -INF | 13188644.4265 | 25000000 | 0
d12 | -INF | 13167666.901 | 25000000 | 0
d13 | -INF | 13155909.14 | 25000000 | 0
d14 | -INF | 13131744.954 | 25000000 | 0
d15 | -INF | 13119207.242 | 25000000 | 0
d16 | -INF | 13100097.258 | 25000000 | 0
d17 | -INF | 13084856.568 | 25000000 | 0
d18 | -INF | 13073074.156 | 25000000 | 0
d19 | -INF | 13060082.4755 | 25000000 | 0
d20 | -INF | 13042969.3885 | 25000000 | 0
d21 | -INF | 13022740.8965 | 25000000 | 0
d22 | -INF | 13011348.9995 | 25000000 | 0
d23 | -INF | 12997882.4345 | 25000000 | 0
d24 | -INF | 12982695.4455 | 25000000 | 0
d25 | -INF | 12967606.7285 | 25000000 | 0
d26 | -INF | 12957779.672 | 25000000 | 0
d27 | -INF | 12938703.054 | 25000000 | 0
d28 | -INF | 12925413.611 | 25000000 | 0
d29 | -INF | 12911872.014 | 25000000 | 0
d30 | -INF | 12891742.458 | 25000000 | 0
d31 | -INF | 12877445.727 | 25000000 | 0

## EQ4__MaxR
TOC
EQ4__MaxR | (equation) | Max Release (cfs)
d | p | Lowerbound | Value | Upperbound | Marginal
d1 | p1 | -INF | 14100 | 31500 | 0
d1 | p2 | -INF | 14075 | 31500 | 0
d1 | p3 | -INF | 13675 | 31500 | 0
d1 | p4 | -INF | 12800 | 31500 | 0
d1 | p5 | -INF | 12000 | 31500 | 0
d1 | p6 | -INF | 11350 | 31500 | 0
d1 | p7 | -INF | 11175 | 31500 | 0
d1 | p8 | -INF | 11725 | 31500 | 0
d1 | p9 | -INF | 12600 | 31500 | 0
d1 | p10 | -INF | 13275 | 31500 | 0
d1 | p11 | -INF | 13725 | 31500 | 0
d1 | p12 | -INF | 13825 | 31500 | 0
d1 | p13 | -INF | 13575 | 31500 | 0
d1 | p14 | -INF | 12950 | 31500 | 0
d1 | p15 | -INF | 12350 | 31500 | 0
d1 | p16 | -INF | 11875 | 31500 | 0
d1 | p17 | -INF | 11650 | 31500 | 0
d1 | p18 | -INF | 11650 | 31500 | 0
d1 | p19 | -INF | 12050 | 31500 | 0
d1 | p20 | -INF | 13025 | 31500 | 0
d1 | p21 | -INF | 14325 | 31500 | 0
d1 | p22 | -INF | 15275 | 31500 | 0
d1 | p23 | -INF | 15875 | 31500 | 0
d1 | p24 | -INF | 16100 | 31500 | 0
d2 | p1 | -INF | 15600 | 31500 | 0
d2 | p2 | -INF | 14775 | 31500 | 0
d2 | p3 | -INF | 13625 | 31500 | 0
d2 | p4 | -INF | 12350 | 31500 | 0
d2 | p5 | -INF | 11300 | 31500 | 0
d2 | p6 | -INF | 10600 | 31500 | 0
d2 | p7 | -INF | 10375 | 31500 | 0
d2 | p8 | -INF | 10725 | 31500 | 0
d2 | p9 | -INF | 11575 | 31500 | 0
d2 | p10 | -INF | 12550 | 31500 | 0
d2 | p11 | -INF | 13300 | 31500 | 0
d2 | p12 | -INF | 13750 | 31500 | 0
d2 | p13 | -INF | 13825 | 31500 | 0
d2 | p14 | -INF | 13750 | 31500 | 0
d2 | p15 | -INF | 13500 | 31500 | 0
d2 | p16 | -INF | 13425 | 31500 | 0
d2 | p17 | -INF | 13275 | 31500 | 0
d2 | p18 | -INF | 13400 | 31500 | 0
d2 | p19 | -INF | 13825 | 31500 | 0
d2 | p20 | -INF | 14525 | 31500 | 0
d2 | p21 | -INF | 15400 | 31500 | 0
d2 | p22 | -INF | 16000 | 31500 | 0
d2 | p23 | -INF | 16250 | 31500 | 0
d2 | p24 | -INF | 15850 | 31500 | 0
d3 | p1 | -INF | 14800 | 31500 | 0
d3 | p2 | -INF | 13400 | 31500 | 0
d3 | p3 | -INF | 12125 | 31500 | 0
d3 | p4 | -INF | 11100 | 31500 | 0
d3 | p5 | -INF | 10350 | 31500 | 0
d3 | p6 | -INF | 9852.5 | 31500 | 0
d3 | p7 | -INF | 9560 | 31500 | 0
d3 | p8 | -INF | 9665 | 31500 | 0
d3 | p9 | -INF | 10550 | 31500 | 0
d3 | p10 | -INF | 11675 | 31500 | 0
d3 | p11 | -INF | 12700 | 31500 | 0
d3 | p12 | -INF | 13550 | 31500 | 0
d3 | p13 | -INF | 13925 | 31500 | 0
d3 | p14 | -INF | 13700 | 31500 | 0
d3 | p15 | -INF | 12850 | 31500 | 0
d3 | p16 | -INF | 11925 | 31500 | 0
d3 | p17 | -INF | 11325 | 31500 | 0
d3 | p18 | -INF | 11325 | 31500 | 0
d3 | p19 | -INF | 12000 | 31500 | 0
d3 | p20 | -INF | 13050 | 31500 | 0
d3 | p21 | -INF | 14325 | 31500 | 0
d3 | p22 | -INF | 15375 | 31500 | 0
d3 | p23 | -INF | 16050 | 31500 | 0
d3 | p24 | -INF | 16225 | 31500 | 0
d4 | p1 | -INF | 15775 | 31500 | 0
d4 | p2 | -INF | 14700 | 31500 | 0
d4 | p3 | -INF | 13500 | 31500 | 0
d4 | p4 | -INF | 12300 | 31500 | 0
d4 | p5 | -INF | 11325 | 31500 | 0
d4 | p6 | -INF | 10725 | 31500 | 0
d4 | p7 | -INF | 10300 | 31500 | 0
d4 | p8 | -INF | 9995 | 31500 | 0
d4 | p9 | -INF | 10090 | 31500 | 0
d4 | p10 | -INF | 10725 | 31500 | 0
d4 | p11 | -INF | 11375 | 31500 | 0
d4 | p12 | -INF | 11550 | 31500 | 0
d4 | p13 | -INF | 11525 | 31500 | 0
d4 | p14 | -INF | 11425 | 31500 | 0
d4 | p15 | -INF | 11325 | 31500 | 0
d4 | p16 | -INF | 11475 | 31500 | 0
d4 | p17 | -INF | 11750 | 31500 | 0
d4 | p18 | -INF | 12050 | 31500 | 0
d4 | p19 | -INF | 12475 | 31500 | 0
d4 | p20 | -INF | 13025 | 31500 | 0
d4 | p21 | -INF | 13625 | 31500 | 0
d4 | p22 | -INF | 14050 | 31500 | 0
d4 | p23 | -INF | 14250 | 31500 | 0
d4 | p24 | -INF | 14200 | 31500 | 0
d5 | p1 | -INF | 13675 | 31500 | 0
d5 | p2 | -INF | 12925 | 31500 | 0
d5 | p3 | -INF | 12200 | 31500 | 0
d5 | p4 | -INF | 11400 | 31500 | 0
d5 | p5 | -INF | 10700 | 31500 | 0
d5 | p6 | -INF | 10350 | 31500 | 0
d5 | p7 | -INF | 10425 | 31500 | 0
d5 | p8 | -INF | 11075 | 31500 | 0
d5 | p9 | -INF | 12400 | 31500 | 0
d5 | p10 | -INF | 13900 | 31500 | 0
d5 | p11 | -INF | 14900 | 31500 | 0
d5 | p12 | -INF | 15450 | 31500 | 0
d5 | p13 | -INF | 15700 | 31500 | 0
d5 | p14 | -INF | 15675 | 31500 | 0
d5 | p15 | -INF | 15450 | 31500 | 0
d5 | p16 | -INF | 15225 | 31500 | 0
d5 | p17 | -INF | 15100 | 31500 | 0
d5 | p18 | -INF | 15200 | 31500 | 0
d5 | p19 | -INF | 15400 | 31500 | 0
d5 | p20 | -INF | 15675 | 31500 | 0
d5 | p21 | -INF | 15900 | 31500 | 0
d5 | p22 | -INF | 16100 | 31500 | 0
d5 | p23 | -INF | 16100 | 31500 | 0
d5 | p24 | -INF | 15425 | 31500 | 0
d6 | p1 | -INF | 14225 | 31500 | 0
d6 | p2 | -INF | 12750 | 31500 | 0
d6 | p3 | -INF | 11450 | 31500 | 0
d6 | p4 | -INF | 10525 | 31500 | 0
d6 | p5 | -INF | 9925 | 31500 | 0
d6 | p6 | -INF | 9680 | 31500 | 0
d6 | p7 | -INF | 9797.5 | 31500 | 0
d6 | p8 | -INF | 10500 | 31500 | 0
d6 | p9 | -INF | 11950 | 31500 | 0
d6 | p10 | -INF | 13625 | 31500 | 0
d6 | p11 | -INF | 14900 | 31500 | 0
d6 | p12 | -INF | 15650 | 31500 | 0
d6 | p13 | -INF | 15850 | 31500 | 0
d6 | p14 | -INF | 15850 | 31500 | 0
d6 | p15 | -INF | 15625 | 31500 | 0
d6 | p16 | -INF | 15325 | 31500 | 0
d6 | p17 | -INF | 15075 | 31500 | 0
d6 | p18 | -INF | 15050 | 31500 | 0
d6 | p19 | -INF | 15350 | 31500 | 0
d6 | p20 | -INF | 15850 | 31500 | 0
d6 | p21 | -INF | 16250 | 31500 | 0
d6 | p22 | -INF | 16475 | 31500 | 0
d6 | p23 | -INF | 16600 | 31500 | 0
d6 | p24 | -INF | 16500 | 31500 | 0
d7 | p1 | -INF | 15850 | 31500 | 0
d7 | p2 | -INF | 14700 | 31500 | 0
d7 | p3 | -INF | 13250 | 31500 | 0
d7 | p4 | -INF | 11900 | 31500 | 0
d7 | p5 | -INF | 10950 | 31500 | 0
d7 | p6 | -INF | 10400 | 31500 | 0
d7 | p7 | -INF | 10350 | 31500 | 0
d7 | p8 | -INF | 11025 | 31500 | 0
d7 | p9 | -INF | 12400 | 31500 | 0
d7 | p10 | -INF | 13975 | 31500 | 0
d7 | p11 | -INF | 15175 | 31500 | 0
d7 | p12 | -INF | 15675 | 31500 | 0
d7 | p13 | -INF | 15700 | 31500 | 0
d7 | p14 | -INF | 15375 | 31500 | 0
d7 | p15 | -INF | 15175 | 31500 | 0
d7 | p16 | -INF | 14975 | 31500 | 0
d7 | p17 | -INF | 14875 | 31500 | 0
d7 | p18 | -INF | 14950 | 31500 | 0
d7 | p19 | -INF | 15425 | 31500 | 0
d7 | p20 | -INF | 15925 | 31500 | 0
d7 | p21 | -INF | 16350 | 31500 | 0
d7 | p22 | -INF | 16525 | 31500 | 0
d7 | p23 | -INF | 16525 | 31500 | 0
d7 | p24 | -INF | 15900 | 31500 | 0
d8 | p1 | -INF | 14725 | 31500 | 0
d8 | p2 | -INF | 13300 | 31500 | 0
d8 | p3 | -INF | 11950 | 31500 | 0
d8 | p4 | -INF | 11000 | 31500 | 0
d8 | p5 | -INF | 10350 | 31500 | 0
d8 | p6 | -INF | 9980 | 31500 | 0
d8 | p7 | -INF | 9915 | 31500 | 0
d8 | p8 | -INF | 10500 | 31500 | 0
d8 | p9 | -INF | 12000 | 31500 | 0
d8 | p10 | -INF | 13725 | 31500 | 0
d8 | p11 | -INF | 14900 | 31500 | 0
d8 | p12 | -INF | 15425 | 31500 | 0
d8 | p13 | -INF | 15450 | 31500 | 0
d8 | p14 | -INF | 15325 | 31500 | 0
d8 | p15 | -INF | 15125 | 31500 | 0
d8 | p16 | -INF | 14975 | 31500 | 0
d8 | p17 | -INF | 14875 | 31500 | 0
d8 | p18 | -INF | 15050 | 31500 | 0
d8 | p19 | -INF | 15525 | 31500 | 0
d8 | p20 | -INF | 15950 | 31500 | 0
d8 | p21 | -INF | 16300 | 31500 | 0
d8 | p22 | -INF | 16500 | 31500 | 0
d8 | p23 | -INF | 16425 | 31500 | 0
d8 | p24 | -INF | 15875 | 31500 | 0
d9 | p1 | -INF | 14775 | 31500 | 0
d9 | p2 | -INF | 13300 | 31500 | 0
d9 | p3 | -INF | 11950 | 31500 | 0
d9 | p4 | -INF | 10900 | 31500 | 0
d9 | p5 | -INF | 10275 | 31500 | 0
d9 | p6 | -INF | 9860 | 31500 | 0
d9 | p7 | -INF | 9670 | 31500 | 0
d9 | p8 | -INF | 10010 | 31500 | 0
d9 | p9 | -INF | 11275 | 31500 | 0
d9 | p10 | -INF | 13025 | 31500 | 0
d9 | p11 | -INF | 14400 | 31500 | 0
d9 | p12 | -INF | 15225 | 31500 | 0
d9 | p13 | -INF | 15275 | 31500 | 0
d9 | p14 | -INF | 15050 | 31500 | 0
d9 | p15 | -INF | 14725 | 31500 | 0
d9 | p16 | -INF | 14625 | 31500 | 0
d9 | p17 | -INF | 14525 | 31500 | 0
d9 | p18 | -INF | 14675 | 31500 | 0
d9 | p19 | -INF | 15200 | 31500 | 0
d9 | p20 | -INF | 15650 | 31500 | 0
d9 | p21 | -INF | 16025 | 31500 | 0
d9 | p22 | -INF | 16275 | 31500 | 0
d9 | p23 | -INF | 16275 | 31500 | 0
d9 | p24 | -INF | 15800 | 31500 | 0
d10 | p1 | -INF | 14750 | 31500 | 0
d10 | p2 | -INF | 13500 | 31500 | 0
d10 | p3 | -INF | 12275 | 31500 | 0
d10 | p4 | -INF | 11350 | 31500 | 0
d10 | p5 | -INF | 10850 | 31500 | 0
d10 | p6 | -INF | 10550 | 31500 | 0
d10 | p7 | -INF | 10450 | 31500 | 0
d10 | p8 | -INF | 10650 | 31500 | 0
d10 | p9 | -INF | 11225 | 31500 | 0
d10 | p10 | -INF | 11950 | 31500 | 0
d10 | p11 | -INF | 12425 | 31500 | 0
d10 | p12 | -INF | 12775 | 31500 | 0
d10 | p13 | -INF | 13200 | 31500 | 0
d10 | p14 | -INF | 13350 | 31500 | 0
d10 | p15 | -INF | 12975 | 31500 | 0
d10 | p16 | -INF | 12525 | 31500 | 0
d10 | p17 | -INF | 12100 | 31500 | 0
d10 | p18 | -INF | 11950 | 31500 | 0
d10 | p19 | -INF | 12300 | 31500 | 0
d10 | p20 | -INF | 13275 | 31500 | 0
d10 | p21 | -INF | 14425 | 31500 | 0
d10 | p22 | -INF | 15200 | 31500 | 0
d10 | p23 | -INF | 15600 | 31500 | 0
d10 | p24 | -INF | 15375 | 31500 | 0
d11 | p1 | -INF | 14525 | 31500 | 0
d11 | p2 | -INF | 13275 | 31500 | 0
d11 | p3 | -INF | 11950 | 31500 | 0
d11 | p4 | -INF | 10850 | 31500 | 0
d11 | p5 | -INF | 10010 | 31500 | 0
d11 | p6 | -INF | 9420 | 31500 | 0
d11 | p7 | -INF | 9257.5 | 31500 | 0
d11 | p8 | -INF | 9595 | 31500 | 0
d11 | p9 | -INF | 10500 | 31500 | 0
d11 | p10 | -INF | 11500 | 31500 | 0
d11 | p11 | -INF | 12175 | 31500 | 0
d11 | p12 | -INF | 12400 | 31500 | 0
d11 | p13 | -INF | 12400 | 31500 | 0
d11 | p14 | -INF | 12425 | 31500 | 0
d11 | p15 | -INF | 12400 | 31500 | 0
d11 | p16 | -INF | 12450 | 31500 | 0
d11 | p17 | -INF | 12600 | 31500 | 0
d11 | p18 | -INF | 12850 | 31500 | 0
d11 | p19 | -INF | 13250 | 31500 | 0
d11 | p20 | -INF | 13725 | 31500 | 0
d11 | p21 | -INF | 14000 | 31500 | 0
d11 | p22 | -INF | 14150 | 31500 | 0
d11 | p23 | -INF | 14175 | 31500 | 0
d11 | p24 | -INF | 13725 | 31500 | 0
d12 | p1 | -INF | 12725 | 31500 | 0
d12 | p2 | -INF | 11625 | 31500 | 0
d12 | p3 | -INF | 10725 | 31500 | 0
d12 | p4 | -INF | 10065 | 31500 | 0
d12 | p5 | -INF | 9612.5 | 31500 | 0
d12 | p6 | -INF | 9340 | 31500 | 0
d12 | p7 | -INF | 9380 | 31500 | 0
d12 | p8 | -INF | 10080 | 31500 | 0
d12 | p9 | -INF | 11850 | 31500 | 0
d12 | p10 | -INF | 13675 | 31500 | 0
d12 | p11 | -INF | 14800 | 31500 | 0
d12 | p12 | -INF | 15175 | 31500 | 0
d12 | p13 | -INF | 15325 | 31500 | 0
d12 | p14 | -INF | 15425 | 31500 | 0
d12 | p15 | -INF | 15400 | 31500 | 0
d12 | p16 | -INF | 15425 | 31500 | 0
d12 | p17 | -INF | 15425 | 31500 | 0
d12 | p18 | -INF | 15650 | 31500 | 0
d12 | p19 | -INF | 16025 | 31500 | 0
d12 | p20 | -INF | 16275 | 31500 | 0
d12 | p21 | -INF | 16450 | 31500 | 0
d12 | p22 | -INF | 16475 | 31500 | 0
d12 | p23 | -INF | 16200 | 31500 | 0
d12 | p24 | -INF | 15525 | 31500 | 0
d13 | p1 | -INF | 14300 | 31500 | 0
d13 | p2 | -INF | 12825 | 31500 | 0
d13 | p3 | -INF | 11500 | 31500 | 0
d13 | p4 | -INF | 10525 | 31500 | 0
d13 | p5 | -INF | 9910 | 31500 | 0
d13 | p6 | -INF | 9535 | 31500 | 0
d13 | p7 | -INF | 9545 | 31500 | 0
d13 | p8 | -INF | 10215 | 31500 | 0
d13 | p9 | -INF | 11325 | 31500 | 0
d13 | p10 | -INF | 12100 | 31500 | 0
d13 | p11 | -INF | 12550 | 31500 | 0
d13 | p12 | -INF | 12750 | 31500 | 0
d13 | p13 | -INF | 12825 | 31500 | 0
d13 | p14 | -INF | 12900 | 31500 | 0
d13 | p15 | -INF | 13000 | 31500 | 0
d13 | p16 | -INF | 13025 | 31500 | 0
d13 | p17 | -INF | 13100 | 31500 | 0
d13 | p18 | -INF | 13225 | 31500 | 0
d13 | p19 | -INF | 13475 | 31500 | 0
d13 | p20 | -INF | 14150 | 31500 | 0
d13 | p21 | -INF | 14800 | 31500 | 0
d13 | p22 | -INF | 15425 | 31500 | 0
d13 | p23 | -INF | 15875 | 31500 | 0
d13 | p24 | -INF | 16075 | 31500 | 0
d14 | p1 | -INF | 15625 | 31500 | 0
d14 | p2 | -INF | 14575 | 31500 | 0
d14 | p3 | -INF | 13150 | 31500 | 0
d14 | p4 | -INF | 11825 | 31500 | 0
d14 | p5 | -INF | 10900 | 31500 | 0
d14 | p6 | -INF | 10325 | 31500 | 0
d14 | p7 | -INF | 10175 | 31500 | 0
d14 | p8 | -INF | 10875 | 31500 | 0
d14 | p9 | -INF | 12425 | 31500 | 0
d14 | p10 | -INF | 14025 | 31500 | 0
d14 | p11 | -INF | 15125 | 31500 | 0
d14 | p12 | -INF | 15550 | 31500 | 0
d14 | p13 | -INF | 15625 | 31500 | 0
d14 | p14 | -INF | 15575 | 31500 | 0
d14 | p15 | -INF | 15350 | 31500 | 0
d14 | p16 | -INF | 15250 | 31500 | 0
d14 | p17 | -INF | 15275 | 31500 | 0
d14 | p18 | -INF | 15550 | 31500 | 0
d14 | p19 | -INF | 15975 | 31500 | 0
d14 | p20 | -INF | 16425 | 31500 | 0
d14 | p21 | -INF | 16550 | 31500 | 0
d14 | p22 | -INF | 16350 | 31500 | 0
d14 | p23 | -INF | 15875 | 31500 | 0
d14 | p24 | -INF | 15175 | 31500 | 0
d15 | p1 | -INF | 14125 | 31500 | 0
d15 | p2 | -INF | 12875 | 31500 | 0
d15 | p3 | -INF | 11875 | 31500 | 0
d15 | p4 | -INF | 10925 | 31500 | 0
d15 | p5 | -INF | 10250 | 31500 | 0
d15 | p6 | -INF | 9860 | 31500 | 0
d15 | p7 | -INF | 9885 | 31500 | 0
d15 | p8 | -INF | 10700 | 31500 | 0
d15 | p9 | -INF | 12400 | 31500 | 0
d15 | p10 | -INF | 14275 | 31500 | 0
d15 | p11 | -INF | 15275 | 31500 | 0
d15 | p12 | -INF | 15725 | 31500 | 0
d15 | p13 | -INF | 15725 | 31500 | 0
d15 | p14 | -INF | 15650 | 31500 | 0
d15 | p15 | -INF | 15475 | 31500 | 0
d15 | p16 | -INF | 15400 | 31500 | 0
d15 | p17 | -INF | 15350 | 31500 | 0
d15 | p18 | -INF | 15625 | 31500 | 0
d15 | p19 | -INF | 16125 | 31500 | 0
d15 | p20 | -INF | 16500 | 31500 | 0
d15 | p21 | -INF | 16725 | 31500 | 0
d15 | p22 | -INF | 16800 | 31500 | 0
d15 | p23 | -INF | 16475 | 31500 | 0
d15 | p24 | -INF | 15700 | 31500 | 0
d16 | p1 | -INF | 14475 | 31500 | 0
d16 | p2 | -INF | 12975 | 31500 | 0
d16 | p3 | -INF | 11650 | 31500 | 0
d16 | p4 | -INF | 10650 | 31500 | 0
d16 | p5 | -INF | 10070 | 31500 | 0
d16 | p6 | -INF | 9790 | 31500 | 0
d16 | p7 | -INF | 9865 | 31500 | 0
d16 | p8 | -INF | 10725 | 31500 | 0
d16 | p9 | -INF | 12425 | 31500 | 0
d16 | p10 | -INF | 14150 | 31500 | 0
d16 | p11 | -INF | 15200 | 31500 | 0
d16 | p12 | -INF | 15550 | 31500 | 0
d16 | p13 | -INF | 15600 | 31500 | 0
d16 | p14 | -INF | 15575 | 31500 | 0
d16 | p15 | -INF | 15375 | 31500 | 0
d16 | p16 | -INF | 15250 | 31500 | 0
d16 | p17 | -INF | 15275 | 31500 | 0
d16 | p18 | -INF | 15575 | 31500 | 0
d16 | p19 | -INF | 16100 | 31500 | 0
d16 | p20 | -INF | 16375 | 31500 | 0
d16 | p21 | -INF | 16625 | 31500 | 0
d16 | p22 | -INF | 16675 | 31500 | 0
d16 | p23 | -INF | 16425 | 31500 | 0
d16 | p24 | -INF | 15625 | 31500 | 0
d17 | p1 | -INF | 14400 | 31500 | 0
d17 | p2 | -INF | 12925 | 31500 | 0
d17 | p3 | -INF | 11575 | 31500 | 0
d17 | p4 | -INF | 10625 | 31500 | 0
d17 | p5 | -INF | 10015 | 31500 | 0
d17 | p6 | -INF | 9562.5 | 31500 | 0
d17 | p7 | -INF | 9390 | 31500 | 0
d17 | p8 | -INF | 9642.5 | 31500 | 0
d17 | p9 | -INF | 10700 | 31500 | 0
d17 | p10 | -INF | 12025 | 31500 | 0
d17 | p11 | -INF | 12975 | 31500 | 0
d17 | p12 | -INF | 13675 | 31500 | 0
d17 | p13 | -INF | 13975 | 31500 | 0
d17 | p14 | -INF | 14075 | 31500 | 0
d17 | p15 | -INF | 13775 | 31500 | 0
d17 | p16 | -INF | 13250 | 31500 | 0
d17 | p17 | -INF | 13100 | 31500 | 0
d17 | p18 | -INF | 13600 | 31500 | 0
d17 | p19 | -INF | 14525 | 31500 | 0
d17 | p20 | -INF | 15475 | 31500 | 0
d17 | p21 | -INF | 16000 | 31500 | 0
d17 | p22 | -INF | 16350 | 31500 | 0
d17 | p23 | -INF | 16500 | 31500 | 0
d17 | p24 | -INF | 15975 | 31500 | 0
d18 | p1 | -INF | 14925 | 31500 | 0
d18 | p2 | -INF | 13575 | 31500 | 0
d18 | p3 | -INF | 12250 | 31500 | 0
d18 | p4 | -INF | 11150 | 31500 | 0
d18 | p5 | -INF | 10350 | 31500 | 0
d18 | p6 | -INF | 9865 | 31500 | 0
d18 | p7 | -INF | 9670 | 31500 | 0
d18 | p8 | -INF | 9950 | 31500 | 0
d18 | p9 | -INF | 10800 | 31500 | 0
d18 | p10 | -INF | 11750 | 31500 | 0
d18 | p11 | -INF | 12525 | 31500 | 0
d18 | p12 | -INF | 12900 | 31500 | 0
d18 | p13 | -INF | 12850 | 31500 | 0
d18 | p14 | -INF | 12850 | 31500 | 0
d18 | p15 | -INF | 12750 | 31500 | 0
d18 | p16 | -INF | 12850 | 31500 | 0
d18 | p17 | -INF | 12800 | 31500 | 0
d18 | p18 | -INF | 12850 | 31500 | 0
d18 | p19 | -INF | 13000 | 31500 | 0
d18 | p20 | -INF | 13400 | 31500 | 0
d18 | p21 | -INF | 13850 | 31500 | 0
d18 | p22 | -INF | 14125 | 31500 | 0
d18 | p23 | -INF | 14225 | 31500 | 0
d18 | p24 | -INF | 13800 | 31500 | 0
d19 | p1 | -INF | 12700 | 31500 | 0
d19 | p2 | -INF | 11600 | 31500 | 0
d19 | p3 | -INF | 10750 | 31500 | 0
d19 | p4 | -INF | 10135 | 31500 | 0
d19 | p5 | -INF | 9700 | 31500 | 0
d19 | p6 | -INF | 9450 | 31500 | 0
d19 | p7 | -INF | 9497.5 | 31500 | 0
d19 | p8 | -INF | 10305 | 31500 | 0
d19 | p9 | -INF | 12125 | 31500 | 0
d19 | p10 | -INF | 14025 | 31500 | 0
d19 | p11 | -INF | 15150 | 31500 | 0
d19 | p12 | -INF | 15550 | 31500 | 0
d19 | p13 | -INF | 15575 | 31500 | 0
d19 | p14 | -INF | 15375 | 31500 | 0
d19 | p15 | -INF | 14975 | 31500 | 0
d19 | p16 | -INF | 14550 | 31500 | 0
d19 | p17 | -INF | 14325 | 31500 | 0
d19 | p18 | -INF | 14800 | 31500 | 0
d19 | p19 | -INF | 15525 | 31500 | 0
d19 | p20 | -INF | 16125 | 31500 | 0
d19 | p21 | -INF | 16500 | 31500 | 0
d19 | p22 | -INF | 16625 | 31500 | 0
d19 | p23 | -INF | 16350 | 31500 | 0
d19 | p24 | -INF | 15525 | 31500 | 0
d20 | p1 | -INF | 14375 | 31500 | 0
d20 | p2 | -INF | 13225 | 31500 | 0
d20 | p3 | -INF | 12150 | 31500 | 0
d20 | p4 | -INF | 11375 | 31500 | 0
d20 | p5 | -INF | 10925 | 31500 | 0
d20 | p6 | -INF | 10800 | 31500 | 0
d20 | p7 | -INF | 10925 | 31500 | 0
d20 | p8 | -INF | 11750 | 31500 | 0
d20 | p9 | -INF | 13200 | 31500 | 0
d20 | p10 | -INF | 14725 | 31500 | 0
d20 | p11 | -INF | 15700 | 31500 | 0
d20 | p12 | -INF | 16225 | 31500 | 0
d20 | p13 | -INF | 16375 | 31500 | 0
d20 | p14 | -INF | 16300 | 31500 | 0
d20 | p15 | -INF | 15975 | 31500 | 0
d20 | p16 | -INF | 15725 | 31500 | 0
d20 | p17 | -INF | 15700 | 31500 | 0
d20 | p18 | -INF | 15925 | 31500 | 0
d20 | p19 | -INF | 16275 | 31500 | 0
d20 | p20 | -INF | 16600 | 31500 | 0
d20 | p21 | -INF | 16750 | 31500 | 0
d20 | p22 | -INF | 16800 | 31500 | 0
d20 | p23 | -INF | 16600 | 31500 | 0
d20 | p24 | -INF | 15925 | 31500 | 0
d21 | p1 | -INF | 14500 | 31500 | 0
d21 | p2 | -INF | 12925 | 31500 | 0
d21 | p3 | -INF | 11550 | 31500 | 0
d21 | p4 | -INF | 10550 | 31500 | 0
d21 | p5 | -INF | 9945 | 31500 | 0
d21 | p6 | -INF | 9600 | 31500 | 0
d21 | p7 | -INF | 9690 | 31500 | 0
d21 | p8 | -INF | 10700 | 31500 | 0
d21 | p9 | -INF | 12450 | 31500 | 0
d21 | p10 | -INF | 14250 | 31500 | 0
d21 | p11 | -INF | 15425 | 31500 | 0
d21 | p12 | -INF | 16075 | 31500 | 0
d21 | p13 | -INF | 16225 | 31500 | 0
d21 | p14 | -INF | 16175 | 31500 | 0
d21 | p15 | -INF | 16225 | 31500 | 0
d21 | p16 | -INF | 16225 | 31500 | 0
d21 | p17 | -INF | 16200 | 31500 | 0
d21 | p18 | -INF | 16275 | 31500 | 0
d21 | p19 | -INF | 16475 | 31500 | 0
d21 | p20 | -INF | 16625 | 31500 | 0
d21 | p21 | -INF | 16725 | 31500 | 0
d21 | p22 | -INF | 16600 | 31500 | 0
d21 | p23 | -INF | 16400 | 31500 | 0
d21 | p24 | -INF | 15650 | 31500 | 0
d22 | p1 | -INF | 14425 | 31500 | 0
d22 | p2 | -INF | 12875 | 31500 | 0
d22 | p3 | -INF | 11550 | 31500 | 0
d22 | p4 | -INF | 10600 | 31500 | 0
d22 | p5 | -INF | 9990 | 31500 | 0
d22 | p6 | -INF | 9720 | 31500 | 0
d22 | p7 | -INF | 9930 | 31500 | 0
d22 | p8 | -INF | 10975 | 31500 | 0
d22 | p9 | -INF | 12575 | 31500 | 0
d22 | p10 | -INF | 14175 | 31500 | 0
d22 | p11 | -INF | 15200 | 31500 | 0
d22 | p12 | -INF | 15750 | 31500 | 0
d22 | p13 | -INF | 15925 | 31500 | 0
d22 | p14 | -INF | 16075 | 31500 | 0
d22 | p15 | -INF | 16075 | 31500 | 0
d22 | p16 | -INF | 15875 | 31500 | 0
d22 | p17 | -INF | 15800 | 31500 | 0
d22 | p18 | -INF | 16025 | 31500 | 0
d22 | p19 | -INF | 16375 | 31500 | 0
d22 | p20 | -INF | 16450 | 31500 | 0
d22 | p21 | -INF | 16500 | 31500 | 0
d22 | p22 | -INF | 16475 | 31500 | 0
d22 | p23 | -INF | 16200 | 31500 | 0
d22 | p24 | -INF | 15375 | 31500 | 0
d23 | p1 | -INF | 14025 | 31500 | 0
d23 | p2 | -INF | 12650 | 31500 | 0
d23 | p3 | -INF | 11475 | 31500 | 0
d23 | p4 | -INF | 10650 | 31500 | 0
d23 | p5 | -INF | 10070 | 31500 | 0
d23 | p6 | -INF | 9840 | 31500 | 0
d23 | p7 | -INF | 10000 | 31500 | 0
d23 | p8 | -INF | 10900 | 31500 | 0
d23 | p9 | -INF | 12550 | 31500 | 0
d23 | p10 | -INF | 14300 | 31500 | 0
d23 | p11 | -INF | 15375 | 31500 | 0
d23 | p12 | -INF | 15800 | 31500 | 0
d23 | p13 | -INF | 15900 | 31500 | 0
d23 | p14 | -INF | 15925 | 31500 | 0
d23 | p15 | -INF | 15875 | 31500 | 0
d23 | p16 | -INF | 15775 | 31500 | 0
d23 | p17 | -INF | 15775 | 31500 | 0
d23 | p18 | -INF | 16050 | 31500 | 0
d23 | p19 | -INF | 16375 | 31500 | 0
d23 | p20 | -INF | 16600 | 31500 | 0
d23 | p21 | -INF | 16750 | 31500 | 0
d23 | p22 | -INF | 16775 | 31500 | 0
d23 | p23 | -INF | 16600 | 31500 | 0
d23 | p24 | -INF | 15900 | 31500 | 0
d24 | p1 | -INF | 14600 | 31500 | 0
d24 | p2 | -INF | 13050 | 31500 | 0
d24 | p3 | -INF | 11675 | 31500 | 0
d24 | p4 | -INF | 10700 | 31500 | 0
d24 | p5 | -INF | 10060 | 31500 | 0
d24 | p6 | -INF | 9650 | 31500 | 0
d24 | p7 | -INF | 9440 | 31500 | 0
d24 | p8 | -INF | 9595 | 31500 | 0
d24 | p9 | -INF | 10470 | 31500 | 0
d24 | p10 | -INF | 11900 | 31500 | 0
d24 | p11 | -INF | 13075 | 31500 | 0
d24 | p12 | -INF | 13750 | 31500 | 0
d24 | p13 | -INF | 14075 | 31500 | 0
d24 | p14 | -INF | 14025 | 31500 | 0
d24 | p15 | -INF | 13775 | 31500 | 0
d24 | p16 | -INF | 13475 | 31500 | 0
d24 | p17 | -INF | 13350 | 31500 | 0
d24 | p18 | -INF | 13650 | 31500 | 0
d24 | p19 | -INF | 14375 | 31500 | 0
d24 | p20 | -INF | 15075 | 31500 | 0
d24 | p21 | -INF | 15675 | 31500 | 0
d24 | p22 | -INF | 16125 | 31500 | 0
d24 | p23 | -INF | 16225 | 31500 | 0
d24 | p24 | -INF | 15625 | 31500 | 0
d25 | p1 | -INF | 14850 | 31500 | 0
d25 | p2 | -INF | 13825 | 31500 | 0
d25 | p3 | -INF | 12750 | 31500 | 0
d25 | p4 | -INF | 11825 | 31500 | 0
d25 | p5 | -INF | 11200 | 31500 | 0
d25 | p6 | -INF | 10875 | 31500 | 0
d25 | p7 | -INF | 10700 | 31500 | 0
d25 | p8 | -INF | 10900 | 31500 | 0
d25 | p9 | -INF | 11400 | 31500 | 0
d25 | p10 | -INF | 12050 | 31500 | 0
d25 | p11 | -INF | 12650 | 31500 | 0
d25 | p12 | -INF | 12900 | 31500 | 0
d25 | p13 | -INF | 13000 | 31500 | 0
d25 | p14 | -INF | 13000 | 31500 | 0
d25 | p15 | -INF | 12975 | 31500 | 0
d25 | p16 | -INF | 12925 | 31500 | 0
d25 | p17 | -INF | 12875 | 31500 | 0
d25 | p18 | -INF | 12950 | 31500 | 0
d25 | p19 | -INF | 13125 | 31500 | 0
d25 | p20 | -INF | 13475 | 31500 | 0
d25 | p21 | -INF | 13900 | 31500 | 0
d25 | p22 | -INF | 14150 | 31500 | 0
d25 | p23 | -INF | 14250 | 31500 | 0
d25 | p24 | -INF | 13825 | 31500 | 0
d26 | p1 | -INF | 12800 | 31500 | 0
d26 | p2 | -INF | 11625 | 31500 | 0
d26 | p3 | -INF | 10775 | 31500 | 0
d26 | p4 | -INF | 10200 | 31500 | 0
d26 | p5 | -INF | 9780 | 31500 | 0
d26 | p6 | -INF | 9542.5 | 31500 | 0
d26 | p7 | -INF | 9620 | 31500 | 0
d26 | p8 | -INF | 10485 | 31500 | 0
d26 | p9 | -INF | 12200 | 31500 | 0
d26 | p10 | -INF | 13950 | 31500 | 0
d26 | p11 | -INF | 15075 | 31500 | 0
d26 | p12 | -INF | 15550 | 31500 | 0
d26 | p13 | -INF | 15700 | 31500 | 0
d26 | p14 | -INF | 15650 | 31500 | 0
d26 | p15 | -INF | 15500 | 31500 | 0
d26 | p16 | -INF | 15325 | 31500 | 0
d26 | p17 | -INF | 15450 | 31500 | 0
d26 | p18 | -INF | 15800 | 31500 | 0
d26 | p19 | -INF | 16250 | 31500 | 0
d26 | p20 | -INF | 16500 | 31500 | 0
d26 | p21 | -INF | 16675 | 31500 | 0
d26 | p22 | -INF | 16725 | 31500 | 0
d26 | p23 | -INF | 16600 | 31500 | 0
d26 | p24 | -INF | 15900 | 31500 | 0
d27 | p1 | -INF | 14575 | 31500 | 0
d27 | p2 | -INF | 12975 | 31500 | 0
d27 | p3 | -INF | 11600 | 31500 | 0
d27 | p4 | -INF | 10675 | 31500 | 0
d27 | p5 | -INF | 10110 | 31500 | 0
d27 | p6 | -INF | 9750 | 31500 | 0
d27 | p7 | -INF | 9810 | 31500 | 0
d27 | p8 | -INF | 10700 | 31500 | 0
d27 | p9 | -INF | 12400 | 31500 | 0
d27 | p10 | -INF | 14075 | 31500 | 0
d27 | p11 | -INF | 15350 | 31500 | 0
d27 | p12 | -INF | 15850 | 31500 | 0
d27 | p13 | -INF | 15900 | 31500 | 0
d27 | p14 | -INF | 15800 | 31500 | 0
d27 | p15 | -INF | 15450 | 31500 | 0
d27 | p16 | -INF | 15150 | 31500 | 0
d27 | p17 | -INF | 15125 | 31500 | 0
d27 | p18 | -INF | 15425 | 31500 | 0
d27 | p19 | -INF | 15700 | 31500 | 0
d27 | p20 | -INF | 15925 | 31500 | 0
d27 | p21 | -INF | 16250 | 31500 | 0
d27 | p22 | -INF | 16425 | 31500 | 0
d27 | p23 | -INF | 16400 | 31500 | 0
d27 | p24 | -INF | 15650 | 31500 | 0
d28 | p1 | -INF | 14400 | 31500 | 0
d28 | p2 | -INF | 12825 | 31500 | 0
d28 | p3 | -INF | 11525 | 31500 | 0
d28 | p4 | -INF | 10600 | 31500 | 0
d28 | p5 | -INF | 10035 | 31500 | 0
d28 | p6 | -INF | 9720 | 31500 | 0
d28 | p7 | -INF | 9800 | 31500 | 0
d28 | p8 | -INF | 10675 | 31500 | 0
d28 | p9 | -INF | 12350 | 31500 | 0
d28 | p10 | -INF | 14000 | 31500 | 0
d28 | p11 | -INF | 15025 | 31500 | 0
d28 | p12 | -INF | 15550 | 31500 | 0
d28 | p13 | -INF | 15650 | 31500 | 0
d28 | p14 | -INF | 15625 | 31500 | 0
d28 | p15 | -INF | 15450 | 31500 | 0
d28 | p16 | -INF | 15275 | 31500 | 0
d28 | p17 | -INF | 15325 | 31500 | 0
d28 | p18 | -INF | 15625 | 31500 | 0
d28 | p19 | -INF | 16075 | 31500 | 0
d28 | p20 | -INF | 16500 | 31500 | 0
d28 | p21 | -INF | 16675 | 31500 | 0
d28 | p22 | -INF | 16750 | 31500 | 0
d28 | p23 | -INF | 16600 | 31500 | 0
d28 | p24 | -INF | 15850 | 31500 | 0
d29 | p1 | -INF | 14600 | 31500 | 0
d29 | p2 | -INF | 13175 | 31500 | 0
d29 | p3 | -INF | 11900 | 31500 | 0
d29 | p4 | -INF | 10925 | 31500 | 0
d29 | p5 | -INF | 10200 | 31500 | 0
d29 | p6 | -INF | 9850 | 31500 | 0
d29 | p7 | -INF | 9875 | 31500 | 0
d29 | p8 | -INF | 10750 | 31500 | 0
d29 | p9 | -INF | 12400 | 31500 | 0
d29 | p10 | -INF | 14125 | 31500 | 0
d29 | p11 | -INF | 15250 | 31500 | 0
d29 | p12 | -INF | 15675 | 31500 | 0
d29 | p13 | -INF | 15800 | 31500 | 0
d29 | p14 | -INF | 15650 | 31500 | 0
d29 | p15 | -INF | 15400 | 31500 | 0
d29 | p16 | -INF | 15200 | 31500 | 0
d29 | p17 | -INF | 15075 | 31500 | 0
d29 | p18 | -INF | 15350 | 31500 | 0
d29 | p19 | -INF | 15850 | 31500 | 0
d29 | p20 | -INF | 16400 | 31500 | 0
d29 | p21 | -INF | 16750 | 31500 | 0
d29 | p22 | -INF | 16800 | 31500 | 0
d29 | p23 | -INF | 16650 | 31500 | 0
d29 | p24 | -INF | 15925 | 31500 | 0
d30 | p1 | -INF | 14600 | 31500 | 0
d30 | p2 | -INF | 13075 | 31500 | 0
d30 | p3 | -INF | 11650 | 31500 | 0
d30 | p4 | -INF | 10675 | 31500 | 0
d30 | p5 | -INF | 10025 | 31500 | 0
d30 | p6 | -INF | 9680 | 31500 | 0
d30 | p7 | -INF | 9810 | 31500 | 0
d30 | p8 | -INF | 10775 | 31500 | 0
d30 | p9 | -INF | 12475 | 31500 | 0
d30 | p10 | -INF | 14075 | 31500 | 0
d30 | p11 | -INF | 14975 | 31500 | 0
d30 | p12 | -INF | 15450 | 31500 | 0
d30 | p13 | -INF | 15525 | 31500 | 0
d30 | p14 | -INF | 15525 | 31500 | 0
d30 | p15 | -INF | 15375 | 31500 | 0
d30 | p16 | -INF | 15300 | 31500 | 0
d30 | p17 | -INF | 15375 | 31500 | 0
d30 | p18 | -INF | 15750 | 31500 | 0
d30 | p19 | -INF | 16200 | 31500 | 0
d30 | p20 | -INF | 16500 | 31500 | 0
d30 | p21 | -INF | 16650 | 31500 | 0
d30 | p22 | -INF | 16800 | 31500 | 0
d30 | p23 | -INF | 16625 | 31500 | 0
d30 | p24 | -INF | 15850 | 31500 | 0
d31 | p1 | -INF | 14575 | 31500 | 0
d31 | p2 | -INF | 13100 | 31500 | 0
d31 | p3 | -INF | 11775 | 31500 | 0
d31 | p4 | -INF | 10800 | 31500 | 0
d31 | p5 | -INF | 10110 | 31500 | 0
d31 | p6 | -INF | 9680 | 31500 | 0
d31 | p7 | -INF | 9477.5 | 31500 | 0
d31 | p8 | -INF | 9722.5 | 31500 | 0
d31 | p9 | -INF | 10775 | 31500 | 0
d31 | p10 | -INF | 12150 | 31500 | 0
d31 | p11 | -INF | 13350 | 31500 | 0
d31 | p12 | -INF | 14175 | 31500 | 0
d31 | p13 | -INF | 14400 | 31500 | 0
d31 | p14 | -INF | 14250 | 31500 | 0
d31 | p15 | -INF | 13950 | 31500 | 0
d31 | p16 | -INF | 13575 | 31500 | 0
d31 | p17 | -INF | 13400 | 31500 | 0
d31 | p18 | -INF | 13600 | 31500 | 0
d31 | p19 | -INF | 14175 | 31500 | 0
d31 | p20 | -INF | 14975 | 31500 | 0
d31 | p21 | -INF | 15600 | 31500 | 0
d31 | p22 | -INF | 16225 | 31500 | 0
d31 | p23 | -INF | 16450 | 31500 | 0
d31 | p24 | -INF | 16175 | 31500 | 0

## EQ5__MinR
TOC
EQ5__MinR | (equation) | Min Release (cfs)
d | p | Lowerbound | Value | Upperbound | Marginal
d1 | p1 | 8000 | 14100 | INF | 0
d1 | p2 | 8000 | 14075 | INF | 0
d1 | p3 | 8000 | 13675 | INF | 0
d1 | p4 | 8000 | 12800 | INF | 0
d1 | p5 | 8000 | 12000 | INF | 0
d1 | p6 | 8000 | 11350 | INF | 0
d1 | p7 | 8000 | 11175 | INF | 0
d1 | p8 | 8000 | 11725 | INF | 0
d1 | p9 | 8000 | 12600 | INF | 0
d1 | p10 | 8000 | 13275 | INF | 0
d1 | p11 | 8000 | 13725 | INF | 0
d1 | p12 | 8000 | 13825 | INF | 0
d1 | p13 | 8000 | 13575 | INF | 0
d1 | p14 | 8000 | 12950 | INF | 0
d1 | p15 | 8000 | 12350 | INF | 0
d1 | p16 | 8000 | 11875 | INF | 0
d1 | p17 | 8000 | 11650 | INF | 0
d1 | p18 | 8000 | 11650 | INF | 0
d1 | p19 | 8000 | 12050 | INF | 0
d1 | p20 | 8000 | 13025 | INF | 0
d1 | p21 | 8000 | 14325 | INF | 0
d1 | p22 | 8000 | 15275 | INF | 0
d1 | p23 | 8000 | 15875 | INF | 0
d1 | p24 | 8000 | 16100 | INF | 0
d2 | p1 | 8000 | 15600 | INF | 0
d2 | p2 | 8000 | 14775 | INF | 0
d2 | p3 | 8000 | 13625 | INF | 0
d2 | p4 | 8000 | 12350 | INF | 0
d2 | p5 | 8000 | 11300 | INF | 0
d2 | p6 | 8000 | 10600 | INF | 0
d2 | p7 | 8000 | 10375 | INF | 0
d2 | p8 | 8000 | 10725 | INF | 0
d2 | p9 | 8000 | 11575 | INF | 0
d2 | p10 | 8000 | 12550 | INF | 0
d2 | p11 | 8000 | 13300 | INF | 0
d2 | p12 | 8000 | 13750 | INF | 0
d2 | p13 | 8000 | 13825 | INF | 0
d2 | p14 | 8000 | 13750 | INF | 0
d2 | p15 | 8000 | 13500 | INF | 0
d2 | p16 | 8000 | 13425 | INF | 0
d2 | p17 | 8000 | 13275 | INF | 0
d2 | p18 | 8000 | 13400 | INF | 0
d2 | p19 | 8000 | 13825 | INF | 0
d2 | p20 | 8000 | 14525 | INF | 0
d2 | p21 | 8000 | 15400 | INF | 0
d2 | p22 | 8000 | 16000 | INF | 0
d2 | p23 | 8000 | 16250 | INF | 0
d2 | p24 | 8000 | 15850 | INF | 0
d3 | p1 | 8000 | 14800 | INF | 0
d3 | p2 | 8000 | 13400 | INF | 0
d3 | p3 | 8000 | 12125 | INF | 0
d3 | p4 | 8000 | 11100 | INF | 0
d3 | p5 | 8000 | 10350 | INF | 0
d3 | p6 | 8000 | 9852.5 | INF | 0
d3 | p7 | 8000 | 9560 | INF | 0
d3 | p8 | 8000 | 9665 | INF | 0
d3 | p9 | 8000 | 10550 | INF | 0
d3 | p10 | 8000 | 11675 | INF | 0
d3 | p11 | 8000 | 12700 | INF | 0
d3 | p12 | 8000 | 13550 | INF | 0
d3 | p13 | 8000 | 13925 | INF | 0
d3 | p14 | 8000 | 13700 | INF | 0
d3 | p15 | 8000 | 12850 | INF | 0
d3 | p16 | 8000 | 11925 | INF | 0
d3 | p17 | 8000 | 11325 | INF | 0
d3 | p18 | 8000 | 11325 | INF | 0
d3 | p19 | 8000 | 12000 | INF | 0
d3 | p20 | 8000 | 13050 | INF | 0
d3 | p21 | 8000 | 14325 | INF | 0
d3 | p22 | 8000 | 15375 | INF | 0
d3 | p23 | 8000 | 16050 | INF | 0
d3 | p24 | 8000 | 16225 | INF | 0
d4 | p1 | 8000 | 15775 | INF | 0
d4 | p2 | 8000 | 14700 | INF | 0
d4 | p3 | 8000 | 13500 | INF | 0
d4 | p4 | 8000 | 12300 | INF | 0
d4 | p5 | 8000 | 11325 | INF | 0
d4 | p6 | 8000 | 10725 | INF | 0
d4 | p7 | 8000 | 10300 | INF | 0
d4 | p8 | 8000 | 9995 | INF | 0
d4 | p9 | 8000 | 10090 | INF | 0
d4 | p10 | 8000 | 10725 | INF | 0
d4 | p11 | 8000 | 11375 | INF | 0
d4 | p12 | 8000 | 11550 | INF | 0
d4 | p13 | 8000 | 11525 | INF | 0
d4 | p14 | 8000 | 11425 | INF | 0
d4 | p15 | 8000 | 11325 | INF | 0
d4 | p16 | 8000 | 11475 | INF | 0
d4 | p17 | 8000 | 11750 | INF | 0
d4 | p18 | 8000 | 12050 | INF | 0
d4 | p19 | 8000 | 12475 | INF | 0
d4 | p20 | 8000 | 13025 | INF | 0
d4 | p21 | 8000 | 13625 | INF | 0
d4 | p22 | 8000 | 14050 | INF | 0
d4 | p23 | 8000 | 14250 | INF | 0
d4 | p24 | 8000 | 14200 | INF | 0
d5 | p1 | 8000 | 13675 | INF | 0
d5 | p2 | 8000 | 12925 | INF | 0
d5 | p3 | 8000 | 12200 | INF | 0
d5 | p4 | 8000 | 11400 | INF | 0
d5 | p5 | 8000 | 10700 | INF | 0
d5 | p6 | 8000 | 10350 | INF | 0
d5 | p7 | 8000 | 10425 | INF | 0
d5 | p8 | 8000 | 11075 | INF | 0
d5 | p9 | 8000 | 12400 | INF | 0
d5 | p10 | 8000 | 13900 | INF | 0
d5 | p11 | 8000 | 14900 | INF | 0
d5 | p12 | 8000 | 15450 | INF | 0
d5 | p13 | 8000 | 15700 | INF | 0
d5 | p14 | 8000 | 15675 | INF | 0
d5 | p15 | 8000 | 15450 | INF | 0
d5 | p16 | 8000 | 15225 | INF | 0
d5 | p17 | 8000 | 15100 | INF | 0
d5 | p18 | 8000 | 15200 | INF | 0
d5 | p19 | 8000 | 15400 | INF | 0
d5 | p20 | 8000 | 15675 | INF | 0
d5 | p21 | 8000 | 15900 | INF | 0
d5 | p22 | 8000 | 16100 | INF | 0
d5 | p23 | 8000 | 16100 | INF | 0
d5 | p24 | 8000 | 15425 | INF | 0
d6 | p1 | 8000 | 14225 | INF | 0
d6 | p2 | 8000 | 12750 | INF | 0
d6 | p3 | 8000 | 11450 | INF | 0
d6 | p4 | 8000 | 10525 | INF | 0
d6 | p5 | 8000 | 9925 | INF | 0
d6 | p6 | 8000 | 9680 | INF | 0
d6 | p7 | 8000 | 9797.5 | INF | 0
d6 | p8 | 8000 | 10500 | INF | 0
d6 | p9 | 8000 | 11950 | INF | 0
d6 | p10 | 8000 | 13625 | INF | 0
d6 | p11 | 8000 | 14900 | INF | 0
d6 | p12 | 8000 | 15650 | INF | 0
d6 | p13 | 8000 | 15850 | INF | 0
d6 | p14 | 8000 | 15850 | INF | 0
d6 | p15 | 8000 | 15625 | INF | 0
d6 | p16 | 8000 | 15325 | INF | 0
d6 | p17 | 8000 | 15075 | INF | 0
d6 | p18 | 8000 | 15050 | INF | 0
d6 | p19 | 8000 | 15350 | INF | 0
d6 | p20 | 8000 | 15850 | INF | 0
d6 | p21 | 8000 | 16250 | INF | 0
d6 | p22 | 8000 | 16475 | INF | 0
d6 | p23 | 8000 | 16600 | INF | 0
d6 | p24 | 8000 | 16500 | INF | 0
d7 | p1 | 8000 | 15850 | INF | 0
d7 | p2 | 8000 | 14700 | INF | 0
d7 | p3 | 8000 | 13250 | INF | 0
d7 | p4 | 8000 | 11900 | INF | 0
d7 | p5 | 8000 | 10950 | INF | 0
d7 | p6 | 8000 | 10400 | INF | 0
d7 | p7 | 8000 | 10350 | INF | 0
d7 | p8 | 8000 | 11025 | INF | 0
d7 | p9 | 8000 | 12400 | INF | 0
d7 | p10 | 8000 | 13975 | INF | 0
d7 | p11 | 8000 | 15175 | INF | 0
d7 | p12 | 8000 | 15675 | INF | 0
d7 | p13 | 8000 | 15700 | INF | 0
d7 | p14 | 8000 | 15375 | INF | 0
d7 | p15 | 8000 | 15175 | INF | 0
d7 | p16 | 8000 | 14975 | INF | 0
d7 | p17 | 8000 | 14875 | INF | 0
d7 | p18 | 8000 | 14950 | INF | 0
d7 | p19 | 8000 | 15425 | INF | 0
d7 | p20 | 8000 | 15925 | INF | 0
d7 | p21 | 8000 | 16350 | INF | 0
d7 | p22 | 8000 | 16525 | INF | 0
d7 | p23 | 8000 | 16525 | INF | 0
d7 | p24 | 8000 | 15900 | INF | 0
d8 | p1 | 8000 | 14725 | INF | 0
d8 | p2 | 8000 | 13300 | INF | 0
d8 | p3 | 8000 | 11950 | INF | 0
d8 | p4 | 8000 | 11000 | INF | 0
d8 | p5 | 8000 | 10350 | INF | 0
d8 | p6 | 8000 | 9980 | INF | 0
d8 | p7 | 8000 | 9915 | INF | 0
d8 | p8 | 8000 | 10500 | INF | 0
d8 | p9 | 8000 | 12000 | INF | 0
d8 | p10 | 8000 | 13725 | INF | 0
d8 | p11 | 8000 | 14900 | INF | 0
d8 | p12 | 8000 | 15425 | INF | 0
d8 | p13 | 8000 | 15450 | INF | 0
d8 | p14 | 8000 | 15325 | INF | 0
d8 | p15 | 8000 | 15125 | INF | 0
d8 | p16 | 8000 | 14975 | INF | 0
d8 | p17 | 8000 | 14875 | INF | 0
d8 | p18 | 8000 | 15050 | INF | 0
d8 | p19 | 8000 | 15525 | INF | 0
d8 | p20 | 8000 | 15950 | INF | 0
d8 | p21 | 8000 | 16300 | INF | 0
d8 | p22 | 8000 | 16500 | INF | 0
d8 | p23 | 8000 | 16425 | INF | 0
d8 | p24 | 8000 | 15875 | INF | 0
d9 | p1 | 8000 | 14775 | INF | 0
d9 | p2 | 8000 | 13300 | INF | 0
d9 | p3 | 8000 | 11950 | INF | 0
d9 | p4 | 8000 | 10900 | INF | 0
d9 | p5 | 8000 | 10275 | INF | 0
d9 | p6 | 8000 | 9860 | INF | 0
d9 | p7 | 8000 | 9670 | INF | 0
d9 | p8 | 8000 | 10010 | INF | 0
d9 | p9 | 8000 | 11275 | INF | 0
d9 | p10 | 8000 | 13025 | INF | 0
d9 | p11 | 8000 | 14400 | INF | 0
d9 | p12 | 8000 | 15225 | INF | 0
d9 | p13 | 8000 | 15275 | INF | 0
d9 | p14 | 8000 | 15050 | INF | 0
d9 | p15 | 8000 | 14725 | INF | 0
d9 | p16 | 8000 | 14625 | INF | 0
d9 | p17 | 8000 | 14525 | INF | 0
d9 | p18 | 8000 | 14675 | INF | 0
d9 | p19 | 8000 | 15200 | INF | 0
d9 | p20 | 8000 | 15650 | INF | 0
d9 | p21 | 8000 | 16025 | INF | 0
d9 | p22 | 8000 | 16275 | INF | 0
d9 | p23 | 8000 | 16275 | INF | 0
d9 | p24 | 8000 | 15800 | INF | 0
d10 | p1 | 8000 | 14750 | INF | 0
d10 | p2 | 8000 | 13500 | INF | 0
d10 | p3 | 8000 | 12275 | INF | 0
d10 | p4 | 8000 | 11350 | INF | 0
d10 | p5 | 8000 | 10850 | INF | 0
d10 | p6 | 8000 | 10550 | INF | 0
d10 | p7 | 8000 | 10450 | INF | 0
d10 | p8 | 8000 | 10650 | INF | 0
d10 | p9 | 8000 | 11225 | INF | 0
d10 | p10 | 8000 | 11950 | INF | 0
d10 | p11 | 8000 | 12425 | INF | 0
d10 | p12 | 8000 | 12775 | INF | 0
d10 | p13 | 8000 | 13200 | INF | 0
d10 | p14 | 8000 | 13350 | INF | 0
d10 | p15 | 8000 | 12975 | INF | 0
d10 | p16 | 8000 | 12525 | INF | 0
d10 | p17 | 8000 | 12100 | INF | 0
d10 | p18 | 8000 | 11950 | INF | 0
d10 | p19 | 8000 | 12300 | INF | 0
d10 | p20 | 8000 | 13275 | INF | 0
d10 | p21 | 8000 | 14425 | INF | 0
d10 | p22 | 8000 | 15200 | INF | 0
d10 | p23 | 8000 | 15600 | INF | 0
d10 | p24 | 8000 | 15375 | INF | 0
d11 | p1 | 8000 | 14525 | INF | 0
d11 | p2 | 8000 | 13275 | INF | 0
d11 | p3 | 8000 | 11950 | INF | 0
d11 | p4 | 8000 | 10850 | INF | 0
d11 | p5 | 8000 | 10010 | INF | 0
d11 | p6 | 8000 | 9420 | INF | 0
d11 | p7 | 8000 | 9257.5 | INF | 0
d11 | p8 | 8000 | 9595 | INF | 0
d11 | p9 | 8000 | 10500 | INF | 0
d11 | p10 | 8000 | 11500 | INF | 0
d11 | p11 | 8000 | 12175 | INF | 0
d11 | p12 | 8000 | 12400 | INF | 0
d11 | p13 | 8000 | 12400 | INF | 0
d11 | p14 | 8000 | 12425 | INF | 0
d11 | p15 | 8000 | 12400 | INF | 0
d11 | p16 | 8000 | 12450 | INF | 0
d11 | p17 | 8000 | 12600 | INF | 0
d11 | p18 | 8000 | 12850 | INF | 0
d11 | p19 | 8000 | 13250 | INF | 0
d11 | p20 | 8000 | 13725 | INF | 0
d11 | p21 | 8000 | 14000 | INF | 0
d11 | p22 | 8000 | 14150 | INF | 0
d11 | p23 | 8000 | 14175 | INF | 0
d11 | p24 | 8000 | 13725 | INF | 0
d12 | p1 | 8000 | 12725 | INF | 0
d12 | p2 | 8000 | 11625 | INF | 0
d12 | p3 | 8000 | 10725 | INF | 0
d12 | p4 | 8000 | 10065 | INF | 0
d12 | p5 | 8000 | 9612.5 | INF | 0
d12 | p6 | 8000 | 9340 | INF | 0
d12 | p7 | 8000 | 9380 | INF | 0
d12 | p8 | 8000 | 10080 | INF | 0
d12 | p9 | 8000 | 11850 | INF | 0
d12 | p10 | 8000 | 13675 | INF | 0
d12 | p11 | 8000 | 14800 | INF | 0
d12 | p12 | 8000 | 15175 | INF | 0
d12 | p13 | 8000 | 15325 | INF | 0
d12 | p14 | 8000 | 15425 | INF | 0
d12 | p15 | 8000 | 15400 | INF | 0
d12 | p16 | 8000 | 15425 | INF | 0
d12 | p17 | 8000 | 15425 | INF | 0
d12 | p18 | 8000 | 15650 | INF | 0
d12 | p19 | 8000 | 16025 | INF | 0
d12 | p20 | 8000 | 16275 | INF | 0
d12 | p21 | 8000 | 16450 | INF | 0
d12 | p22 | 8000 | 16475 | INF | 0
d12 | p23 | 8000 | 16200 | INF | 0
d12 | p24 | 8000 | 15525 | INF | 0
d13 | p1 | 8000 | 14300 | INF | 0
d13 | p2 | 8000 | 12825 | INF | 0
d13 | p3 | 8000 | 11500 | INF | 0
d13 | p4 | 8000 | 10525 | INF | 0
d13 | p5 | 8000 | 9910 | INF | 0
d13 | p6 | 8000 | 9535 | INF | 0
d13 | p7 | 8000 | 9545 | INF | 0
d13 | p8 | 8000 | 10215 | INF | 0
d13 | p9 | 8000 | 11325 | INF | 0
d13 | p10 | 8000 | 12100 | INF | 0
d13 | p11 | 8000 | 12550 | INF | 0
d13 | p12 | 8000 | 12750 | INF | 0
d13 | p13 | 8000 | 12825 | INF | 0
d13 | p14 | 8000 | 12900 | INF | 0
d13 | p15 | 8000 | 13000 | INF | 0
d13 | p16 | 8000 | 13025 | INF | 0
d13 | p17 | 8000 | 13100 | INF | 0
d13 | p18 | 8000 | 13225 | INF | 0
d13 | p19 | 8000 | 13475 | INF | 0
d13 | p20 | 8000 | 14150 | INF | 0
d13 | p21 | 8000 | 14800 | INF | 0
d13 | p22 | 8000 | 15425 | INF | 0
d13 | p23 | 8000 | 15875 | INF | 0
d13 | p24 | 8000 | 16075 | INF | 0
d14 | p1 | 8000 | 15625 | INF | 0
d14 | p2 | 8000 | 14575 | INF | 0
d14 | p3 | 8000 | 13150 | INF | 0
d14 | p4 | 8000 | 11825 | INF | 0
d14 | p5 | 8000 | 10900 | INF | 0
d14 | p6 | 8000 | 10325 | INF | 0
d14 | p7 | 8000 | 10175 | INF | 0
d14 | p8 | 8000 | 10875 | INF | 0
d14 | p9 | 8000 | 12425 | INF | 0
d14 | p10 | 8000 | 14025 | INF | 0
d14 | p11 | 8000 | 15125 | INF | 0
d14 | p12 | 8000 | 15550 | INF | 0
d14 | p13 | 8000 | 15625 | INF | 0
d14 | p14 | 8000 | 15575 | INF | 0
d14 | p15 | 8000 | 15350 | INF | 0
d14 | p16 | 8000 | 15250 | INF | 0
d14 | p17 | 8000 | 15275 | INF | 0
d14 | p18 | 8000 | 15550 | INF | 0
d14 | p19 | 8000 | 15975 | INF | 0
d14 | p20 | 8000 | 16425 | INF | 0
d14 | p21 | 8000 | 16550 | INF | 0
d14 | p22 | 8000 | 16350 | INF | 0
d14 | p23 | 8000 | 15875 | INF | 0
d14 | p24 | 8000 | 15175 | INF | 0
d15 | p1 | 8000 | 14125 | INF | 0
d15 | p2 | 8000 | 12875 | INF | 0
d15 | p3 | 8000 | 11875 | INF | 0
d15 | p4 | 8000 | 10925 | INF | 0
d15 | p5 | 8000 | 10250 | INF | 0
d15 | p6 | 8000 | 9860 | INF | 0
d15 | p7 | 8000 | 9885 | INF | 0
d15 | p8 | 8000 | 10700 | INF | 0
d15 | p9 | 8000 | 12400 | INF | 0
d15 | p10 | 8000 | 14275 | INF | 0
d15 | p11 | 8000 | 15275 | INF | 0
d15 | p12 | 8000 | 15725 | INF | 0
d15 | p13 | 8000 | 15725 | INF | 0
d15 | p14 | 8000 | 15650 | INF | 0
d15 | p15 | 8000 | 15475 | INF | 0
d15 | p16 | 8000 | 15400 | INF | 0
d15 | p17 | 8000 | 15350 | INF | 0
d15 | p18 | 8000 | 15625 | INF | 0
d15 | p19 | 8000 | 16125 | INF | 0
d15 | p20 | 8000 | 16500 | INF | 0
d15 | p21 | 8000 | 16725 | INF | 0
d15 | p22 | 8000 | 16800 | INF | 0
d15 | p23 | 8000 | 16475 | INF | 0
d15 | p24 | 8000 | 15700 | INF | 0
d16 | p1 | 8000 | 14475 | INF | 0
d16 | p2 | 8000 | 12975 | INF | 0
d16 | p3 | 8000 | 11650 | INF | 0
d16 | p4 | 8000 | 10650 | INF | 0
d16 | p5 | 8000 | 10070 | INF | 0
d16 | p6 | 8000 | 9790 | INF | 0
d16 | p7 | 8000 | 9865 | INF | 0
d16 | p8 | 8000 | 10725 | INF | 0
d16 | p9 | 8000 | 12425 | INF | 0
d16 | p10 | 8000 | 14150 | INF | 0
d16 | p11 | 8000 | 15200 | INF | 0
d16 | p12 | 8000 | 15550 | INF | 0
d16 | p13 | 8000 | 15600 | INF | 0
d16 | p14 | 8000 | 15575 | INF | 0
d16 | p15 | 8000 | 15375 | INF | 0
d16 | p16 | 8000 | 15250 | INF | 0
d16 | p17 | 8000 | 15275 | INF | 0
d16 | p18 | 8000 | 15575 | INF | 0
d16 | p19 | 8000 | 16100 | INF | 0
d16 | p20 | 8000 | 16375 | INF | 0
d16 | p21 | 8000 | 16625 | INF | 0
d16 | p22 | 8000 | 16675 | INF | 0
d16 | p23 | 8000 | 16425 | INF | 0
d16 | p24 | 8000 | 15625 | INF | 0
d17 | p1 | 8000 | 14400 | INF | 0
d17 | p2 | 8000 | 12925 | INF | 0
d17 | p3 | 8000 | 11575 | INF | 0
d17 | p4 | 8000 | 10625 | INF | 0
d17 | p5 | 8000 | 10015 | INF | 0
d17 | p6 | 8000 | 9562.5 | INF | 0
d17 | p7 | 8000 | 9390 | INF | 0
d17 | p8 | 8000 | 9642.5 | INF | 0
d17 | p9 | 8000 | 10700 | INF | 0
d17 | p10 | 8000 | 12025 | INF | 0
d17 | p11 | 8000 | 12975 | INF | 0
d17 | p12 | 8000 | 13675 | INF | 0
d17 | p13 | 8000 | 13975 | INF | 0
d17 | p14 | 8000 | 14075 | INF | 0
d17 | p15 | 8000 | 13775 | INF | 0
d17 | p16 | 8000 | 13250 | INF | 0
d17 | p17 | 8000 | 13100 | INF | 0
d17 | p18 | 8000 | 13600 | INF | 0
d17 | p19 | 8000 | 14525 | INF | 0
d17 | p20 | 8000 | 15475 | INF | 0
d17 | p21 | 8000 | 16000 | INF | 0
d17 | p22 | 8000 | 16350 | INF | 0
d17 | p23 | 8000 | 16500 | INF | 0
d17 | p24 | 8000 | 15975 | INF | 0
d18 | p1 | 8000 | 14925 | INF | 0
d18 | p2 | 8000 | 13575 | INF | 0
d18 | p3 | 8000 | 12250 | INF | 0
d18 | p4 | 8000 | 11150 | INF | 0
d18 | p5 | 8000 | 10350 | INF | 0
d18 | p6 | 8000 | 9865 | INF | 0
d18 | p7 | 8000 | 9670 | INF | 0
d18 | p8 | 8000 | 9950 | INF | 0
d18 | p9 | 8000 | 10800 | INF | 0
d18 | p10 | 8000 | 11750 | INF | 0
d18 | p11 | 8000 | 12525 | INF | 0
d18 | p12 | 8000 | 12900 | INF | 0
d18 | p13 | 8000 | 12850 | INF | 0
d18 | p14 | 8000 | 12850 | INF | 0
d18 | p15 | 8000 | 12750 | INF | 0
d18 | p16 | 8000 | 12850 | INF | 0
d18 | p17 | 8000 | 12800 | INF | 0
d18 | p18 | 8000 | 12850 | INF | 0
d18 | p19 | 8000 | 13000 | INF | 0
d18 | p20 | 8000 | 13400 | INF | 0
d18 | p21 | 8000 | 13850 | INF | 0
d18 | p22 | 8000 | 14125 | INF | 0
d18 | p23 | 8000 | 14225 | INF | 0
d18 | p24 | 8000 | 13800 | INF | 0
d19 | p1 | 8000 | 12700 | INF | 0
d19 | p2 | 8000 | 11600 | INF | 0
d19 | p3 | 8000 | 10750 | INF | 0
d19 | p4 | 8000 | 10135 | INF | 0
d19 | p5 | 8000 | 9700 | INF | 0
d19 | p6 | 8000 | 9450 | INF | 0
d19 | p7 | 8000 | 9497.5 | INF | 0
d19 | p8 | 8000 | 10305 | INF | 0
d19 | p9 | 8000 | 12125 | INF | 0
d19 | p10 | 8000 | 14025 | INF | 0
d19 | p11 | 8000 | 15150 | INF | 0
d19 | p12 | 8000 | 15550 | INF | 0
d19 | p13 | 8000 | 15575 | INF | 0
d19 | p14 | 8000 | 15375 | INF | 0
d19 | p15 | 8000 | 14975 | INF | 0
d19 | p16 | 8000 | 14550 | INF | 0
d19 | p17 | 8000 | 14325 | INF | 0
d19 | p18 | 8000 | 14800 | INF | 0
d19 | p19 | 8000 | 15525 | INF | 0
d19 | p20 | 8000 | 16125 | INF | 0
d19 | p21 | 8000 | 16500 | INF | 0
d19 | p22 | 8000 | 16625 | INF | 0
d19 | p23 | 8000 | 16350 | INF | 0
d19 | p24 | 8000 | 15525 | INF | 0
d20 | p1 | 8000 | 14375 | INF | 0
d20 | p2 | 8000 | 13225 | INF | 0
d20 | p3 | 8000 | 12150 | INF | 0
d20 | p4 | 8000 | 11375 | INF | 0
d20 | p5 | 8000 | 10925 | INF | 0
d20 | p6 | 8000 | 10800 | INF | 0
d20 | p7 | 8000 | 10925 | INF | 0
d20 | p8 | 8000 | 11750 | INF | 0
d20 | p9 | 8000 | 13200 | INF | 0
d20 | p10 | 8000 | 14725 | INF | 0
d20 | p11 | 8000 | 15700 | INF | 0
d20 | p12 | 8000 | 16225 | INF | 0
d20 | p13 | 8000 | 16375 | INF | 0
d20 | p14 | 8000 | 16300 | INF | 0
d20 | p15 | 8000 | 15975 | INF | 0
d20 | p16 | 8000 | 15725 | INF | 0
d20 | p17 | 8000 | 15700 | INF | 0
d20 | p18 | 8000 | 15925 | INF | 0
d20 | p19 | 8000 | 16275 | INF | 0
d20 | p20 | 8000 | 16600 | INF | 0
d20 | p21 | 8000 | 16750 | INF | 0
d20 | p22 | 8000 | 16800 | INF | 0
d20 | p23 | 8000 | 16600 | INF | 0
d20 | p24 | 8000 | 15925 | INF | 0
d21 | p1 | 8000 | 14500 | INF | 0
d21 | p2 | 8000 | 12925 | INF | 0
d21 | p3 | 8000 | 11550 | INF | 0
d21 | p4 | 8000 | 10550 | INF | 0
d21 | p5 | 8000 | 9945 | INF | 0
d21 | p6 | 8000 | 9600 | INF | 0
d21 | p7 | 8000 | 9690 | INF | 0
d21 | p8 | 8000 | 10700 | INF | 0
d21 | p9 | 8000 | 12450 | INF | 0
d21 | p10 | 8000 | 14250 | INF | 0
d21 | p11 | 8000 | 15425 | INF | 0
d21 | p12 | 8000 | 16075 | INF | 0
d21 | p13 | 8000 | 16225 | INF | 0
d21 | p14 | 8000 | 16175 | INF | 0
d21 | p15 | 8000 | 16225 | INF | 0
d21 | p16 | 8000 | 16225 | INF | 0
d21 | p17 | 8000 | 16200 | INF | 0
d21 | p18 | 8000 | 16275 | INF | 0
d21 | p19 | 8000 | 16475 | INF | 0
d21 | p20 | 8000 | 16625 | INF | 0
d21 | p21 | 8000 | 16725 | INF | 0
d21 | p22 | 8000 | 16600 | INF | 0
d21 | p23 | 8000 | 16400 | INF | 0
d21 | p24 | 8000 | 15650 | INF | 0
d22 | p1 | 8000 | 14425 | INF | 0
d22 | p2 | 8000 | 12875 | INF | 0
d22 | p3 | 8000 | 11550 | INF | 0
d22 | p4 | 8000 | 10600 | INF | 0
d22 | p5 | 8000 | 9990 | INF | 0
d22 | p6 | 8000 | 9720 | INF | 0
d22 | p7 | 8000 | 9930 | INF | 0
d22 | p8 | 8000 | 10975 | INF | 0
d22 | p9 | 8000 | 12575 | INF | 0
d22 | p10 | 8000 | 14175 | INF | 0
d22 | p11 | 8000 | 15200 | INF | 0
d22 | p12 | 8000 | 15750 | INF | 0
d22 | p13 | 8000 | 15925 | INF | 0
d22 | p14 | 8000 | 16075 | INF | 0
d22 | p15 | 8000 | 16075 | INF | 0
d22 | p16 | 8000 | 15875 | INF | 0
d22 | p17 | 8000 | 15800 | INF | 0
d22 | p18 | 8000 | 16025 | INF | 0
d22 | p19 | 8000 | 16375 | INF | 0
d22 | p20 | 8000 | 16450 | INF | 0
d22 | p21 | 8000 | 16500 | INF | 0
d22 | p22 | 8000 | 16475 | INF | 0
d22 | p23 | 8000 | 16200 | INF | 0
d22 | p24 | 8000 | 15375 | INF | 0
d23 | p1 | 8000 | 14025 | INF | 0
d23 | p2 | 8000 | 12650 | INF | 0
d23 | p3 | 8000 | 11475 | INF | 0
d23 | p4 | 8000 | 10650 | INF | 0
d23 | p5 | 8000 | 10070 | INF | 0
d23 | p6 | 8000 | 9840 | INF | 0
d23 | p7 | 8000 | 10000 | INF | 0
d23 | p8 | 8000 | 10900 | INF | 0
d23 | p9 | 8000 | 12550 | INF | 0
d23 | p10 | 8000 | 14300 | INF | 0
d23 | p11 | 8000 | 15375 | INF | 0
d23 | p12 | 8000 | 15800 | INF | 0
d23 | p13 | 8000 | 15900 | INF | 0
d23 | p14 | 8000 | 15925 | INF | 0
d23 | p15 | 8000 | 15875 | INF | 0
d23 | p16 | 8000 | 15775 | INF | 0
d23 | p17 | 8000 | 15775 | INF | 0
d23 | p18 | 8000 | 16050 | INF | 0
d23 | p19 | 8000 | 16375 | INF | 0
d23 | p20 | 8000 | 16600 | INF | 0
d23 | p21 | 8000 | 16750 | INF | 0
d23 | p22 | 8000 | 16775 | INF | 0
d23 | p23 | 8000 | 16600 | INF | 0
d23 | p24 | 8000 | 15900 | INF | 0
d24 | p1 | 8000 | 14600 | INF | 0
d24 | p2 | 8000 | 13050 | INF | 0
d24 | p3 | 8000 | 11675 | INF | 0
d24 | p4 | 8000 | 10700 | INF | 0
d24 | p5 | 8000 | 10060 | INF | 0
d24 | p6 | 8000 | 9650 | INF | 0
d24 | p7 | 8000 | 9440 | INF | 0
d24 | p8 | 8000 | 9595 | INF | 0
d24 | p9 | 8000 | 10470 | INF | 0
d24 | p10 | 8000 | 11900 | INF | 0
d24 | p11 | 8000 | 13075 | INF | 0
d24 | p12 | 8000 | 13750 | INF | 0
d24 | p13 | 8000 | 14075 | INF | 0
d24 | p14 | 8000 | 14025 | INF | 0
d24 | p15 | 8000 | 13775 | INF | 0
d24 | p16 | 8000 | 13475 | INF | 0
d24 | p17 | 8000 | 13350 | INF | 0
d24 | p18 | 8000 | 13650 | INF | 0
d24 | p19 | 8000 | 14375 | INF | 0
d24 | p20 | 8000 | 15075 | INF | 0
d24 | p21 | 8000 | 15675 | INF | 0
d24 | p22 | 8000 | 16125 | INF | 0
d24 | p23 | 8000 | 16225 | INF | 0
d24 | p24 | 8000 | 15625 | INF | 0
d25 | p1 | 8000 | 14850 | INF | 0
d25 | p2 | 8000 | 13825 | INF | 0
d25 | p3 | 8000 | 12750 | INF | 0
d25 | p4 | 8000 | 11825 | INF | 0
d25 | p5 | 8000 | 11200 | INF | 0
d25 | p6 | 8000 | 10875 | INF | 0
d25 | p7 | 8000 | 10700 | INF | 0
d25 | p8 | 8000 | 10900 | INF | 0
d25 | p9 | 8000 | 11400 | INF | 0
d25 | p10 | 8000 | 12050 | INF | 0
d25 | p11 | 8000 | 12650 | INF | 0
d25 | p12 | 8000 | 12900 | INF | 0
d25 | p13 | 8000 | 13000 | INF | 0
d25 | p14 | 8000 | 13000 | INF | 0
d25 | p15 | 8000 | 12975 | INF | 0
d25 | p16 | 8000 | 12925 | INF | 0
d25 | p17 | 8000 | 12875 | INF | 0
d25 | p18 | 8000 | 12950 | INF | 0
d25 | p19 | 8000 | 13125 | INF | 0
d25 | p20 | 8000 | 13475 | INF | 0
d25 | p21 | 8000 | 13900 | INF | 0
d25 | p22 | 8000 | 14150 | INF | 0
d25 | p23 | 8000 | 14250 | INF | 0
d25 | p24 | 8000 | 13825 | INF | 0
d26 | p1 | 8000 | 12800 | INF | 0
d26 | p2 | 8000 | 11625 | INF | 0
d26 | p3 | 8000 | 10775 | INF | 0
d26 | p4 | 8000 | 10200 | INF | 0
d26 | p5 | 8000 | 9780 | INF | 0
d26 | p6 | 8000 | 9542.5 | INF | 0
d26 | p7 | 8000 | 9620 | INF | 0
d26 | p8 | 8000 | 10485 | INF | 0
d26 | p9 | 8000 | 12200 | INF | 0
d26 | p10 | 8000 | 13950 | INF | 0
d26 | p11 | 8000 | 15075 | INF | 0
d26 | p12 | 8000 | 15550 | INF | 0
d26 | p13 | 8000 | 15700 | INF | 0
d26 | p14 | 8000 | 15650 | INF | 0
d26 | p15 | 8000 | 15500 | INF | 0
d26 | p16 | 8000 | 15325 | INF | 0
d26 | p17 | 8000 | 15450 | INF | 0
d26 | p18 | 8000 | 15800 | INF | 0
d26 | p19 | 8000 | 16250 | INF | 0
d26 | p20 | 8000 | 16500 | INF | 0
d26 | p21 | 8000 | 16675 | INF | 0
d26 | p22 | 8000 | 16725 | INF | 0
d26 | p23 | 8000 | 16600 | INF | 0
d26 | p24 | 8000 | 15900 | INF | 0
d27 | p1 | 8000 | 14575 | INF | 0
d27 | p2 | 8000 | 12975 | INF | 0
d27 | p3 | 8000 | 11600 | INF | 0
d27 | p4 | 8000 | 10675 | INF | 0
d27 | p5 | 8000 | 10110 | INF | 0
d27 | p6 | 8000 | 9750 | INF | 0
d27 | p7 | 8000 | 9810 | INF | 0
d27 | p8 | 8000 | 10700 | INF | 0
d27 | p9 | 8000 | 12400 | INF | 0
d27 | p10 | 8000 | 14075 | INF | 0
d27 | p11 | 8000 | 15350 | INF | 0
d27 | p12 | 8000 | 15850 | INF | 0
d27 | p13 | 8000 | 15900 | INF | 0
d27 | p14 | 8000 | 15800 | INF | 0
d27 | p15 | 8000 | 15450 | INF | 0
d27 | p16 | 8000 | 15150 | INF | 0
d27 | p17 | 8000 | 15125 | INF | 0
d27 | p18 | 8000 | 15425 | INF | 0
d27 | p19 | 8000 | 15700 | INF | 0
d27 | p20 | 8000 | 15925 | INF | 0
d27 | p21 | 8000 | 16250 | INF | 0
d27 | p22 | 8000 | 16425 | INF | 0
d27 | p23 | 8000 | 16400 | INF | 0
d27 | p24 | 8000 | 15650 | INF | 0
d28 | p1 | 8000 | 14400 | INF | 0
d28 | p2 | 8000 | 12825 | INF | 0
d28 | p3 | 8000 | 11525 | INF | 0
d28 | p4 | 8000 | 10600 | INF | 0
d28 | p5 | 8000 | 10035 | INF | 0
d28 | p6 | 8000 | 9720 | INF | 0
d28 | p7 | 8000 | 9800 | INF | 0
d28 | p8 | 8000 | 10675 | INF | 0
d28 | p9 | 8000 | 12350 | INF | 0
d28 | p10 | 8000 | 14000 | INF | 0
d28 | p11 | 8000 | 15025 | INF | 0
d28 | p12 | 8000 | 15550 | INF | 0
d28 | p13 | 8000 | 15650 | INF | 0
d28 | p14 | 8000 | 15625 | INF | 0
d28 | p15 | 8000 | 15450 | INF | 0
d28 | p16 | 8000 | 15275 | INF | 0
d28 | p17 | 8000 | 15325 | INF | 0
d28 | p18 | 8000 | 15625 | INF | 0
d28 | p19 | 8000 | 16075 | INF | 0
d28 | p20 | 8000 | 16500 | INF | 0
d28 | p21 | 8000 | 16675 | INF | 0
d28 | p22 | 8000 | 16750 | INF | 0
d28 | p23 | 8000 | 16600 | INF | 0
d28 | p24 | 8000 | 15850 | INF | 0
d29 | p1 | 8000 | 14600 | INF | 0
d29 | p2 | 8000 | 13175 | INF | 0
d29 | p3 | 8000 | 11900 | INF | 0
d29 | p4 | 8000 | 10925 | INF | 0
d29 | p5 | 8000 | 10200 | INF | 0
d29 | p6 | 8000 | 9850 | INF | 0
d29 | p7 | 8000 | 9875 | INF | 0
d29 | p8 | 8000 | 10750 | INF | 0
d29 | p9 | 8000 | 12400 | INF | 0
d29 | p10 | 8000 | 14125 | INF | 0
d29 | p11 | 8000 | 15250 | INF | 0
d29 | p12 | 8000 | 15675 | INF | 0
d29 | p13 | 8000 | 15800 | INF | 0
d29 | p14 | 8000 | 15650 | INF | 0
d29 | p15 | 8000 | 15400 | INF | 0
d29 | p16 | 8000 | 15200 | INF | 0
d29 | p17 | 8000 | 15075 | INF | 0
d29 | p18 | 8000 | 15350 | INF | 0
d29 | p19 | 8000 | 15850 | INF | 0
d29 | p20 | 8000 | 16400 | INF | 0
d29 | p21 | 8000 | 16750 | INF | 0
d29 | p22 | 8000 | 16800 | INF | 0
d29 | p23 | 8000 | 16650 | INF | 0
d29 | p24 | 8000 | 15925 | INF | 0
d30 | p1 | 8000 | 14600 | INF | 0
d30 | p2 | 8000 | 13075 | INF | 0
d30 | p3 | 8000 | 11650 | INF | 0
d30 | p4 | 8000 | 10675 | INF | 0
d30 | p5 | 8000 | 10025 | INF | 0
d30 | p6 | 8000 | 9680 | INF | 0
d30 | p7 | 8000 | 9810 | INF | 0
d30 | p8 | 8000 | 10775 | INF | 0
d30 | p9 | 8000 | 12475 | INF | 0
d30 | p10 | 8000 | 14075 | INF | 0
d30 | p11 | 8000 | 14975 | INF | 0
d30 | p12 | 8000 | 15450 | INF | 0
d30 | p13 | 8000 | 15525 | INF | 0
d30 | p14 | 8000 | 15525 | INF | 0
d30 | p15 | 8000 | 15375 | INF | 0
d30 | p16 | 8000 | 15300 | INF | 0
d30 | p17 | 8000 | 15375 | INF | 0
d30 | p18 | 8000 | 15750 | INF | 0
d30 | p19 | 8000 | 16200 | INF | 0
d30 | p20 | 8000 | 16500 | INF | 0
d30 | p21 | 8000 | 16650 | INF | 0
d30 | p22 | 8000 | 16800 | INF | 0
d30 | p23 | 8000 | 16625 | INF | 0
d30 | p24 | 8000 | 15850 | INF | 0
d31 | p1 | 8000 | 14575 | INF | 0
d31 | p2 | 8000 | 13100 | INF | 0
d31 | p3 | 8000 | 11775 | INF | 0
d31 | p4 | 8000 | 10800 | INF | 0
d31 | p5 | 8000 | 10110 | INF | 0
d31 | p6 | 8000 | 9680 | INF | 0
d31 | p7 | 8000 | 9477.5 | INF | 0
d31 | p8 | 8000 | 9722.5 | INF | 0
d31 | p9 | 8000 | 10775 | INF | 0
d31 | p10 | 8000 | 12150 | INF | 0
d31 | p11 | 8000 | 13350 | INF | 0
d31 | p12 | 8000 | 14175 | INF | 0
d31 | p13 | 8000 | 14400 | INF | 0
d31 | p14 | 8000 | 14250 | INF | 0
d31 | p15 | 8000 | 13950 | INF | 0
d31 | p16 | 8000 | 13575 | INF | 0
d31 | p17 | 8000 | 13400 | INF | 0
d31 | p18 | 8000 | 13600 | INF | 0
d31 | p19 | 8000 | 14175 | INF | 0
d31 | p20 | 8000 | 14975 | INF | 0
d31 | p21 | 8000 | 15600 | INF | 0
d31 | p22 | 8000 | 16225 | INF | 0
d31 | p23 | 8000 | 16450 | INF | 0
d31 | p24 | 8000 | 16175 | INF | 0

## EQ6_Rel_Range
TOC
EQ6_Rel_Range | (equation) | Constraining the daily release range on a weekday (cfs per day)
d | p | Lowerbound | Value | Upperbound | Marginal
d1 | p1 | -INF | -25 | 8000 | 0
d1 | p2 | -INF | -400 | 8000 | 0
d1 | p3 | -INF | -875 | 8000 | 0
d1 | p4 | -INF | -800 | 8000 | 0
d1 | p5 | -INF | -650 | 8000 | 0
d1 | p6 | -INF | -175 | 8000 | 0
d1 | p7 | -INF | 550 | 8000 | 0
d1 | p8 | -INF | 875 | 8000 | 0
d1 | p9 | -INF | 675 | 8000 | 0
d1 | p10 | -INF | 450 | 8000 | 0
d1 | p11 | -INF | 100 | 8000 | 0
d1 | p12 | -INF | -250 | 8000 | 0
d1 | p13 | -INF | -625 | 8000 | 0
d1 | p14 | -INF | -600 | 8000 | 0
d1 | p15 | -INF | -475 | 8000 | 0
d1 | p16 | -INF | -225 | 8000 | 0
d1 | p17 | -INF | 0 | 8000 | 0
d1 | p18 | -INF | 400 | 8000 | 0
d1 | p19 | -INF | 975 | 8000 | 0
d1 | p20 | -INF | 1300 | 8000 | 0
d1 | p21 | -INF | 950 | 8000 | 0
d1 | p22 | -INF | 600 | 8000 | 0
d1 | p23 | -INF | 225 | 8000 | 0
d1 | p24 | -INF | -16100 | 8000 | 0
d2 | p1 | -INF | -825 | 8000 | 0
d2 | p2 | -INF | -1150 | 8000 | 0
d2 | p3 | -INF | -1275 | 8000 | 0
d2 | p4 | -INF | -1050 | 8000 | 0
d2 | p5 | -INF | -700 | 8000 | 0
d2 | p6 | -INF | -225 | 8000 | 0
d2 | p7 | -INF | 350 | 8000 | 0
d2 | p8 | -INF | 850 | 8000 | 0
d2 | p9 | -INF | 975 | 8000 | 0
d2 | p10 | -INF | 750 | 8000 | 0
d2 | p11 | -INF | 450 | 8000 | 0
d2 | p12 | -INF | 75 | 8000 | 0
d2 | p13 | -INF | -75 | 8000 | 0
d2 | p14 | -INF | -250 | 8000 | 0
d2 | p15 | -INF | -75 | 8000 | 0
d2 | p16 | -INF | -150 | 8000 | 0
d2 | p17 | -INF | 125 | 8000 | 0
d2 | p18 | -INF | 425 | 8000 | 0
d2 | p19 | -INF | 700 | 8000 | 0
d2 | p20 | -INF | 875 | 8000 | 0
d2 | p21 | -INF | 600 | 8000 | 0
d2 | p22 | -INF | 250 | 8000 | 0
d2 | p23 | -INF | -400 | 8000 | 0
d2 | p24 | -INF | -15850 | 8000 | 0
d3 | p1 | -INF | -1400 | 8000 | 0
d3 | p2 | -INF | -1275 | 8000 | 0
d3 | p3 | -INF | -1025 | 8000 | 0
d3 | p4 | -INF | -750 | 8000 | 0
d3 | p5 | -INF | -497.5 | 8000 | 0
d3 | p6 | -INF | -292.5 | 8000 | 0
d3 | p7 | -INF | 105 | 8000 | 0
d3 | p8 | -INF | 885 | 8000 | 0
d3 | p9 | -INF | 1125 | 8000 | 0
d3 | p10 | -INF | 1025 | 8000 | 0
d3 | p11 | -INF | 850 | 8000 | 0
d3 | p12 | -INF | 375 | 8000 | 0
d3 | p13 | -INF | -225 | 8000 | 0
d3 | p14 | -INF | -850 | 8000 | 0
d3 | p15 | -INF | -925 | 8000 | 0
d3 | p16 | -INF | -600 | 8000 | 0
d3 | p17 | -INF | 0 | 8000 | 0
d3 | p18 | -INF | 675 | 8000 | 0
d3 | p19 | -INF | 1050 | 8000 | 0
d3 | p20 | -INF | 1275 | 8000 | 0
d3 | p21 | -INF | 1050 | 8000 | 0
d3 | p22 | -INF | 675 | 8000 | 0
d3 | p23 | -INF | 175 | 8000 | 0
d3 | p24 | -INF | -16225 | 8000 | 0
d4 | p1 | -INF | -1075 | 8000 | 0
d4 | p2 | -INF | -1200 | 8000 | 0
d4 | p3 | -INF | -1200 | 8000 | 0
d4 | p4 | -INF | -975 | 8000 | 0
d4 | p5 | -INF | -600 | 8000 | 0
d4 | p6 | -INF | -425 | 8000 | 0
d4 | p7 | -INF | -305 | 8000 | 0
d4 | p8 | -INF | 95 | 8000 | 0
d4 | p9 | -INF | 635 | 8000 | 0
d4 | p10 | -INF | 650 | 8000 | 0
d4 | p11 | -INF | 175 | 8000 | 0
d4 | p12 | -INF | -25 | 8000 | 0
d4 | p13 | -INF | -100 | 8000 | 0
d4 | p14 | -INF | -100 | 8000 | 0
d4 | p15 | -INF | 150 | 8000 | 0
d4 | p16 | -INF | 275 | 8000 | 0
d4 | p17 | -INF | 300 | 8000 | 0
d4 | p18 | -INF | 425 | 8000 | 0
d4 | p19 | -INF | 550 | 8000 | 0
d4 | p20 | -INF | 600 | 8000 | 0
d4 | p21 | -INF | 425 | 8000 | 0
d4 | p22 | -INF | 200 | 8000 | 0
d4 | p23 | -INF | -50 | 8000 | 0
d4 | p24 | -INF | -14200 | 8000 | 0
d5 | p1 | -INF | -750 | 8000 | 0
d5 | p2 | -INF | -725 | 8000 | 0
d5 | p3 | -INF | -800 | 8000 | 0
d5 | p4 | -INF | -700 | 8000 | 0
d5 | p5 | -INF | -350 | 8000 | 0
d5 | p6 | -INF | 75 | 8000 | 0
d5 | p7 | -INF | 650 | 8000 | 0
d5 | p8 | -INF | 1325 | 8000 | 0
d5 | p9 | -INF | 1500 | 8000 | 0
d5 | p10 | -INF | 1000 | 8000 | 0
d5 | p11 | -INF | 550 | 8000 | 0
d5 | p12 | -INF | 250 | 8000 | 0
d5 | p13 | -INF | -25 | 8000 | 0
d5 | p14 | -INF | -225 | 8000 | 0
d5 | p15 | -INF | -225 | 8000 | 0
d5 | p16 | -INF | -125 | 8000 | 0
d5 | p17 | -INF | 100 | 8000 | 0
d5 | p18 | -INF | 200 | 8000 | 0
d5 | p19 | -INF | 275 | 8000 | 0
d5 | p20 | -INF | 225 | 8000 | 0
d5 | p21 | -INF | 200 | 8000 | 0
d5 | p22 | -INF | 0 | 8000 | 0
d5 | p23 | -INF | -675 | 8000 | 0
d5 | p24 | -INF | -15425 | 8000 | 0
d6 | p1 | -INF | -1475 | 8000 | 0
d6 | p2 | -INF | -1300 | 8000 | 0
d6 | p3 | -INF | -925 | 8000 | 0
d6 | p4 | -INF | -600 | 8000 | 0
d6 | p5 | -INF | -245 | 8000 | 0
d6 | p6 | -INF | 117.5 | 8000 | 0
d6 | p7 | -INF | 702.5 | 8000 | 0
d6 | p8 | -INF | 1450 | 8000 | 0
d6 | p9 | -INF | 1675 | 8000 | 0
d6 | p10 | -INF | 1275 | 8000 | 0
d6 | p11 | -INF | 750 | 8000 | 0
d6 | p12 | -INF | 200 | 8000 | 0
d6 | p13 | -INF | 0 | 8000 | 0
d6 | p14 | -INF | -225 | 8000 | 0
d6 | p15 | -INF | -300 | 8000 | 0
d6 | p16 | -INF | -250 | 8000 | 0
d6 | p17 | -INF | -25 | 8000 | 0
d6 | p18 | -INF | 300 | 8000 | 0
d6 | p19 | -INF | 500 | 8000 | 0
d6 | p20 | -INF | 400 | 8000 | 0
d6 | p21 | -INF | 225 | 8000 | 0
d6 | p22 | -INF | 125 | 8000 | 0
d6 | p23 | -INF | -100 | 8000 | 0
d6 | p24 | -INF | -16500 | 8000 | 0
d7 | p1 | -INF | -1150 | 8000 | 0
d7 | p2 | -INF | -1450 | 8000 | 0
d7 | p3 | -INF | -1350 | 8000 | 0
d7 | p4 | -INF | -950 | 8000 | 0
d7 | p5 | -INF | -550 | 8000 | 0
d7 | p6 | -INF | -50 | 8000 | 0
d7 | p7 | -INF | 675 | 8000 | 0
d7 | p8 | -INF | 1375 | 8000 | 0
d7 | p9 | -INF | 1575 | 8000 | 0
d7 | p10 | -INF | 1200 | 8000 | 0
d7 | p11 | -INF | 500 | 8000 | 0
d7 | p12 | -INF | 25 | 8000 | 0
d7 | p13 | -INF | -325 | 8000 | 0
d7 | p14 | -INF | -200 | 8000 | 0
d7 | p15 | -INF | -200 | 8000 | 0
d7 | p16 | -INF | -100 | 8000 | 0
d7 | p17 | -INF | 75 | 8000 | 0
d7 | p18 | -INF | 475 | 8000 | 0
d7 | p19 | -INF | 500 | 8000 | 0
d7 | p20 | -INF | 425 | 8000 | 0
d7 | p21 | -INF | 175 | 8000 | 0
d7 | p22 | -INF | 0 | 8000 | 0
d7 | p23 | -INF | -625 | 8000 | 0
d7 | p24 | -INF | -15900 | 8000 | 0
d8 | p1 | -INF | -1425 | 8000 | 0
d8 | p2 | -INF | -1350 | 8000 | 0
d8 | p3 | -INF | -950 | 8000 | 0
d8 | p4 | -INF | -650 | 8000 | 0
d8 | p5 | -INF | -370 | 8000 | 0
d8 | p6 | -INF | -65 | 8000 | 0
d8 | p7 | -INF | 585 | 8000 | 0
d8 | p8 | -INF | 1500 | 8000 | 0
d8 | p9 | -INF | 1725 | 8000 | 0
d8 | p10 | -INF | 1175 | 8000 | 0
d8 | p11 | -INF | 525 | 8000 | 0
d8 | p12 | -INF | 25 | 8000 | 0
d8 | p13 | -INF | -125 | 8000 | 0
d8 | p14 | -INF | -200 | 8000 | 0
d8 | p15 | -INF | -150 | 8000 | 0
d8 | p16 | -INF | -100 | 8000 | 0
d8 | p17 | -INF | 175 | 8000 | 0
d8 | p18 | -INF | 475 | 8000 | 0
d8 | p19 | -INF | 425 | 8000 | 0
d8 | p20 | -INF | 350 | 8000 | 0
d8 | p21 | -INF | 200 | 8000 | 0
d8 | p22 | -INF | -75 | 8000 | 0
d8 | p23 | -INF | -550 | 8000 | 0
d8 | p24 | -INF | -15875 | 8000 | 0
d9 | p1 | -INF | -1475 | 8000 | 0
d9 | p2 | -INF | -1350 | 8000 | 0
d9 | p3 | -INF | -1050 | 8000 | 0
d9 | p4 | -INF | -625 | 8000 | 0
d9 | p5 | -INF | -415 | 8000 | 0
d9 | p6 | -INF | -190 | 8000 | 0
d9 | p7 | -INF | 340 | 8000 | 0
d9 | p8 | -INF | 1265 | 8000 | 0
d9 | p9 | -INF | 1750 | 8000 | 0
d9 | p10 | -INF | 1375 | 8000 | 0
d9 | p11 | -INF | 825 | 8000 | 0
d9 | p12 | -INF | 50 | 8000 | 0
d9 | p13 | -INF | -225 | 8000 | 0
d9 | p14 | -INF | -325 | 8000 | 0
d9 | p15 | -INF | -100 | 8000 | 0
d9 | p16 | -INF | -100 | 8000 | 0
d9 | p17 | -INF | 150 | 8000 | 0
d9 | p18 | -INF | 525 | 8000 | 0
d9 | p19 | -INF | 450 | 8000 | 0
d9 | p20 | -INF | 375 | 8000 | 0
d9 | p21 | -INF | 250 | 8000 | 0
d9 | p22 | -INF | 0 | 8000 | 0
d9 | p23 | -INF | -475 | 8000 | 0
d9 | p24 | -INF | -15800 | 8000 | 0
d10 | p1 | -INF | -1250 | 8000 | 0
d10 | p2 | -INF | -1225 | 8000 | 0
d10 | p3 | -INF | -925 | 8000 | 0
d10 | p4 | -INF | -500 | 8000 | 0
d10 | p5 | -INF | -300 | 8000 | 0
d10 | p6 | -INF | -100 | 8000 | 0
d10 | p7 | -INF | 200 | 8000 | 0
d10 | p8 | -INF | 575 | 8000 | 0
d10 | p9 | -INF | 725 | 8000 | 0
d10 | p10 | -INF | 475 | 8000 | 0
d10 | p11 | -INF | 350 | 8000 | 0
d10 | p12 | -INF | 425 | 8000 | 0
d10 | p13 | -INF | 150 | 8000 | 0
d10 | p14 | -INF | -375 | 8000 | 0
d10 | p15 | -INF | -450 | 8000 | 0
d10 | p16 | -INF | -425 | 8000 | 0
d10 | p17 | -INF | -150 | 8000 | 0
d10 | p18 | -INF | 350 | 8000 | 0
d10 | p19 | -INF | 975 | 8000 | 0
d10 | p20 | -INF | 1150 | 8000 | 0
d10 | p21 | -INF | 775 | 8000 | 0
d10 | p22 | -INF | 400 | 8000 | 0
d10 | p23 | -INF | -225 | 8000 | 0
d10 | p24 | -INF | -15375 | 8000 | 0
d11 | p1 | -INF | -1250 | 8000 | 0
d11 | p2 | -INF | -1325 | 8000 | 0
d11 | p3 | -INF | -1100 | 8000 | 0
d11 | p4 | -INF | -840 | 8000 | 0
d11 | p5 | -INF | -590 | 8000 | 0
d11 | p6 | -INF | -162.5 | 8000 | 0
d11 | p7 | -INF | 337.5 | 8000 | 0
d11 | p8 | -INF | 905 | 8000 | 0
d11 | p9 | -INF | 1000 | 8000 | 0
d11 | p10 | -INF | 675 | 8000 | 0
d11 | p11 | -INF | 225 | 8000 | 0
d11 | p12 | -INF | 0 | 8000 | 0
d11 | p13 | -INF | 25 | 8000 | 0
d11 | p14 | -INF | -25 | 8000 | 0
d11 | p15 | -INF | 50 | 8000 | 0
d11 | p16 | -INF | 150 | 8000 | 0
d11 | p17 | -INF | 250 | 8000 | 0
d11 | p18 | -INF | 400 | 8000 | 0
d11 | p19 | -INF | 475 | 8000 | 0
d11 | p20 | -INF | 275 | 8000 | 0
d11 | p21 | -INF | 150 | 8000 | 0
d11 | p22 | -INF | 25 | 8000 | 0
d11 | p23 | -INF | -450 | 8000 | 0
d11 | p24 | -INF | -13725 | 8000 | 0
d12 | p1 | -INF | -1100 | 8000 | 0
d12 | p2 | -INF | -900 | 8000 | 0
d12 | p3 | -INF | -660 | 8000 | 0
d12 | p4 | -INF | -452.5 | 8000 | 0
d12 | p5 | -INF | -272.5 | 8000 | 0
d12 | p6 | -INF | 40 | 8000 | 0
d12 | p7 | -INF | 700 | 8000 | 0
d12 | p8 | -INF | 1770 | 8000 | 0
d12 | p9 | -INF | 1825 | 8000 | 0
d12 | p10 | -INF | 1125 | 8000 | 0
d12 | p11 | -INF | 375 | 8000 | 0
d12 | p12 | -INF | 150 | 8000 | 0
d12 | p13 | -INF | 100 | 8000 | 0
d12 | p14 | -INF | -25 | 8000 | 0
d12 | p15 | -INF | 25 | 8000 | 0
d12 | p16 | -INF | 0 | 8000 | 0
d12 | p17 | -INF | 225 | 8000 | 0
d12 | p18 | -INF | 375 | 8000 | 0
d12 | p19 | -INF | 250 | 8000 | 0
d12 | p20 | -INF | 175 | 8000 | 0
d12 | p21 | -INF | 25 | 8000 | 0
d12 | p22 | -INF | -275 | 8000 | 0
d12 | p23 | -INF | -675 | 8000 | 0
d12 | p24 | -INF | -15525 | 8000 | 0
d13 | p1 | -INF | -1475 | 8000 | 0
d13 | p2 | -INF | -1325 | 8000 | 0
d13 | p3 | -INF | -975 | 8000 | 0
d13 | p4 | -INF | -615 | 8000 | 0
d13 | p5 | -INF | -375 | 8000 | 0
d13 | p6 | -INF | 10 | 8000 | 0
d13 | p7 | -INF | 670 | 8000 | 0
d13 | p8 | -INF | 1110 | 8000 | 0
d13 | p9 | -INF | 775 | 8000 | 0
d13 | p10 | -INF | 450 | 8000 | 0
d13 | p11 | -INF | 200 | 8000 | 0
d13 | p12 | -INF | 75 | 8000 | 0
d13 | p13 | -INF | 75 | 8000 | 0
d13 | p14 | -INF | 100 | 8000 | 0
d13 | p15 | -INF | 25 | 8000 | 0
d13 | p16 | -INF | 75 | 8000 | 0
d13 | p17 | -INF | 125 | 8000 | 0
d13 | p18 | -INF | 250 | 8000 | 0
d13 | p19 | -INF | 675 | 8000 | 0
d13 | p20 | -INF | 650 | 8000 | 0
d13 | p21 | -INF | 625 | 8000 | 0
d13 | p22 | -INF | 450 | 8000 | 0
d13 | p23 | -INF | 200 | 8000 | 0
d13 | p24 | -INF | -16075 | 8000 | 0
d14 | p1 | -INF | -1050 | 8000 | 0
d14 | p2 | -INF | -1425 | 8000 | 0
d14 | p3 | -INF | -1325 | 8000 | 0
d14 | p4 | -INF | -925 | 8000 | 0
d14 | p5 | -INF | -575 | 8000 | 0
d14 | p6 | -INF | -150 | 8000 | 0
d14 | p7 | -INF | 700 | 8000 | 0
d14 | p8 | -INF | 1550 | 8000 | 0
d14 | p9 | -INF | 1600 | 8000 | 0
d14 | p10 | -INF | 1100 | 8000 | 0
d14 | p11 | -INF | 425 | 8000 | 0
d14 | p12 | -INF | 75 | 8000 | 0
d14 | p13 | -INF | -50 | 8000 | 0
d14 | p14 | -INF | -225 | 8000 | 0
d14 | p15 | -INF | -100 | 8000 | 0
d14 | p16 | -INF | 25 | 8000 | 0
d14 | p17 | -INF | 275 | 8000 | 0
d14 | p18 | -INF | 425 | 8000 | 0
d14 | p19 | -INF | 450 | 8000 | 0
d14 | p20 | -INF | 125 | 8000 | 0
d14 | p21 | -INF | -200 | 8000 | 0
d14 | p22 | -INF | -475 | 8000 | 0
d14 | p23 | -INF | -700 | 8000 | 0
d14 | p24 | -INF | -15175 | 8000 | 0
d15 | p1 | -INF | -1250 | 8000 | 0
d15 | p2 | -INF | -1000 | 8000 | 0
d15 | p3 | -INF | -950 | 8000 | 0
d15 | p4 | -INF | -675 | 8000 | 0
d15 | p5 | -INF | -390 | 8000 | 0
d15 | p6 | -INF | 25 | 8000 | 0
d15 | p7 | -INF | 815 | 8000 | 0
d15 | p8 | -INF | 1700 | 8000 | 0
d15 | p9 | -INF | 1875 | 8000 | 0
d15 | p10 | -INF | 1000 | 8000 | 0
d15 | p11 | -INF | 450 | 8000 | 0
d15 | p12 | -INF | 0 | 8000 | 0
d15 | p13 | -INF | -75 | 8000 | 0
d15 | p14 | -INF | -175 | 8000 | 0
d15 | p15 | -INF | -75 | 8000 | 0
d15 | p16 | -INF | -50 | 8000 | 0
d15 | p17 | -INF | 275 | 8000 | 0
d15 | p18 | -INF | 500 | 8000 | 0
d15 | p19 | -INF | 375 | 8000 | 0
d15 | p20 | -INF | 225 | 8000 | 0
d15 | p21 | -INF | 75 | 8000 | 0
d15 | p22 | -INF | -325 | 8000 | 0
d15 | p23 | -INF | -775 | 8000 | 0
d15 | p24 | -INF | -15700 | 8000 | 0
d16 | p1 | -INF | -1500 | 8000 | 0
d16 | p2 | -INF | -1325 | 8000 | 0
d16 | p3 | -INF | -1000 | 8000 | 0
d16 | p4 | -INF | -580 | 8000 | 0
d16 | p5 | -INF | -280 | 8000 | 0
d16 | p6 | -INF | 75 | 8000 | 0
d16 | p7 | -INF | 860 | 8000 | 0
d16 | p8 | -INF | 1700 | 8000 | 0
d16 | p9 | -INF | 1725 | 8000 | 0
d16 | p10 | -INF | 1050 | 8000 | 0
d16 | p11 | -INF | 350 | 8000 | 0
d16 | p12 | -INF | 50 | 8000 | 0
d16 | p13 | -INF | -25 | 8000 | 0
d16 | p14 | -INF | -200 | 8000 | 0
d16 | p15 | -INF | -125 | 8000 | 0
d16 | p16 | -INF | 25 | 8000 | 0
d16 | p17 | -INF | 300 | 8000 | 0
d16 | p18 | -INF | 525 | 8000 | 0
d16 | p19 | -INF | 275 | 8000 | 0
d16 | p20 | -INF | 250 | 8000 | 0
d16 | p21 | -INF | 50 | 8000 | 0
d16 | p22 | -INF | -250 | 8000 | 0
d16 | p23 | -INF | -800 | 8000 | 0
d16 | p24 | -INF | -15625 | 8000 | 0
d17 | p1 | -INF | -1475 | 8000 | 0
d17 | p2 | -INF | -1350 | 8000 | 0
d17 | p3 | -INF | -950 | 8000 | 0
d17 | p4 | -INF | -610 | 8000 | 0
d17 | p5 | -INF | -452.5 | 8000 | 0
d17 | p6 | -INF | -172.5 | 8000 | 0
d17 | p7 | -INF | 252.5 | 8000 | 0
d17 | p8 | -INF | 1057.5 | 8000 | 0
d17 | p9 | -INF | 1325 | 8000 | 0
d17 | p10 | -INF | 950 | 8000 | 0
d17 | p11 | -INF | 700 | 8000 | 0
d17 | p12 | -INF | 300 | 8000 | 0
d17 | p13 | -INF | 100 | 8000 | 0
d17 | p14 | -INF | -300 | 8000 | 0
d17 | p15 | -INF | -525 | 8000 | 0
d17 | p16 | -INF | -150 | 8000 | 0
d17 | p17 | -INF | 500 | 8000 | 0
d17 | p18 | -INF | 925 | 8000 | 0
d17 | p19 | -INF | 950 | 8000 | 0
d17 | p20 | -INF | 525 | 8000 | 0
d17 | p21 | -INF | 350 | 8000 | 0
d17 | p22 | -INF | 150 | 8000 | 0
d17 | p23 | -INF | -525 | 8000 | 0
d17 | p24 | -INF | -15975 | 8000 | 0
d18 | p1 | -INF | -1350 | 8000 | 0
d18 | p2 | -INF | -1325 | 8000 | 0
d18 | p3 | -INF | -1100 | 8000 | 0
d18 | p4 | -INF | -800 | 8000 | 0
d18 | p5 | -INF | -485 | 8000 | 0
d18 | p6 | -INF | -195 | 8000 | 0
d18 | p7 | -INF | 280 | 8000 | 0
d18 | p8 | -INF | 850 | 8000 | 0
d18 | p9 | -INF | 950 | 8000 | 0
d18 | p10 | -INF | 775 | 8000 | 0
d18 | p11 | -INF | 375 | 8000 | 0
d18 | p12 | -INF | -50 | 8000 | 0
d18 | p13 | -INF | 0 | 8000 | 0
d18 | p14 | -INF | -100 | 8000 | 0
d18 | p15 | -INF | 100 | 8000 | 0
d18 | p16 | -INF | -50 | 8000 | 0
d18 | p17 | -INF | 50 | 8000 | 0
d18 | p18 | -INF | 150 | 8000 | 0
d18 | p19 | -INF | 400 | 8000 | 0
d18 | p20 | -INF | 450 | 8000 | 0
d18 | p21 | -INF | 275 | 8000 | 0
d18 | p22 | -INF | 100 | 8000 | 0
d18 | p23 | -INF | -425 | 8000 | 0
d18 | p24 | -INF | -13800 | 8000 | 0
d19 | p1 | -INF | -1100 | 8000 | 0
d19 | p2 | -INF | -850 | 8000 | 0
d19 | p3 | -INF | -615 | 8000 | 0
d19 | p4 | -INF | -435 | 8000 | 0
d19 | p5 | -INF | -250 | 8000 | 0
d19 | p6 | -INF | 47.5 | 8000 | 0
d19 | p7 | -INF | 807.5 | 8000 | 0
d19 | p8 | -INF | 1820 | 8000 | 0
d19 | p9 | -INF | 1900 | 8000 | 0
d19 | p10 | -INF | 1125 | 8000 | 0
d19 | p11 | -INF | 400 | 8000 | 0
d19 | p12 | -INF | 25 | 8000 | 0
d19 | p13 | -INF | -200 | 8000 | 0
d19 | p14 | -INF | -400 | 8000 | 0
d19 | p15 | -INF | -425 | 8000 | 0
d19 | p16 | -INF | -225 | 8000 | 0
d19 | p17 | -INF | 475 | 8000 | 0
d19 | p18 | -INF | 725 | 8000 | 0
d19 | p19 | -INF | 600 | 8000 | 0
d19 | p20 | -INF | 375 | 8000 | 0
d19 | p21 | -INF | 125 | 8000 | 0
d19 | p22 | -INF | -275 | 8000 | 0
d19 | p23 | -INF | -825 | 8000 | 0
d19 | p24 | -INF | -15525 | 8000 | 0
d20 | p1 | -INF | -1150 | 8000 | 0
d20 | p2 | -INF | -1075 | 8000 | 0
d20 | p3 | -INF | -775 | 8000 | 0
d20 | p4 | -INF | -450 | 8000 | 0
d20 | p5 | -INF | -125 | 8000 | 0
d20 | p6 | -INF | 125 | 8000 | 0
d20 | p7 | -INF | 825 | 8000 | 0
d20 | p8 | -INF | 1450 | 8000 | 0
d20 | p9 | -INF | 1525 | 8000 | 0
d20 | p10 | -INF | 975 | 8000 | 0
d20 | p11 | -INF | 525 | 8000 | 0
d20 | p12 | -INF | 150 | 8000 | 0
d20 | p13 | -INF | -75 | 8000 | 0
d20 | p14 | -INF | -325 | 8000 | 0
d20 | p15 | -INF | -250 | 8000 | 0
d20 | p16 | -INF | -25 | 8000 | 0
d20 | p17 | -INF | 225 | 8000 | 0
d20 | p18 | -INF | 350 | 8000 | 0
d20 | p19 | -INF | 325 | 8000 | 0
d20 | p20 | -INF | 150 | 8000 | 0
d20 | p21 | -INF | 50 | 8000 | 0
d20 | p22 | -INF | -200 | 8000 | 0
d20 | p23 | -INF | -675 | 8000 | 0
d20 | p24 | -INF | -15925 | 8000 | 0
d21 | p1 | -INF | -1575 | 8000 | 0
d21 | p2 | -INF | -1375 | 8000 | 0
d21 | p3 | -INF | -1000 | 8000 | 0
d21 | p4 | -INF | -605 | 8000 | 0
d21 | p5 | -INF | -345 | 8000 | 0
d21 | p6 | -INF | 90 | 8000 | 0
d21 | p7 | -INF | 1010 | 8000 | 0
d21 | p8 | -INF | 1750 | 8000 | 0
d21 | p9 | -INF | 1800 | 8000 | 0
d21 | p10 | -INF | 1175 | 8000 | 0
d21 | p11 | -INF | 650 | 8000 | 0
d21 | p12 | -INF | 150 | 8000 | 0
d21 | p13 | -INF | -50 | 8000 | 0
d21 | p14 | -INF | 50 | 8000 | 0
d21 | p15 | -INF | 0 | 8000 | 0
d21 | p16 | -INF | -25 | 8000 | 0
d21 | p17 | -INF | 75 | 8000 | 0
d21 | p18 | -INF | 200 | 8000 | 0
d21 | p19 | -INF | 150 | 8000 | 0
d21 | p20 | -INF | 100 | 8000 | 0
d21 | p21 | -INF | -125 | 8000 | 0
d21 | p22 | -INF | -200 | 8000 | 0
d21 | p23 | -INF | -750 | 8000 | 0
d21 | p24 | -INF | -15650 | 8000 | 0
d22 | p1 | -INF | -1550 | 8000 | 0
d22 | p2 | -INF | -1325 | 8000 | 0
d22 | p3 | -INF | -950 | 8000 | 0
d22 | p4 | -INF | -610 | 8000 | 0
d22 | p5 | -INF | -270 | 8000 | 0
d22 | p6 | -INF | 210 | 8000 | 0
d22 | p7 | -INF | 1045 | 8000 | 0
d22 | p8 | -INF | 1600 | 8000 | 0
d22 | p9 | -INF | 1600 | 8000 | 0
d22 | p10 | -INF | 1025 | 8000 | 0
d22 | p11 | -INF | 550 | 8000 | 0
d22 | p12 | -INF | 175 | 8000 | 0
d22 | p13 | -INF | 150 | 8000 | 0
d22 | p14 | -INF | 0 | 8000 | 0
d22 | p15 | -INF | -200 | 8000 | 0
d22 | p16 | -INF | -75 | 8000 | 0
d22 | p17 | -INF | 225 | 8000 | 0
d22 | p18 | -INF | 350 | 8000 | 0
d22 | p19 | -INF | 75 | 8000 | 0
d22 | p20 | -INF | 50 | 8000 | 0
d22 | p21 | -INF | -25 | 8000 | 0
d22 | p22 | -INF | -275 | 8000 | 0
d22 | p23 | -INF | -825 | 8000 | 0
d22 | p24 | -INF | -15375 | 8000 | 0
d23 | p1 | -INF | -1375 | 8000 | 0
d23 | p2 | -INF | -1175 | 8000 | 0
d23 | p3 | -INF | -825 | 8000 | 0
d23 | p4 | -INF | -580 | 8000 | 0
d23 | p5 | -INF | -230 | 8000 | 0
d23 | p6 | -INF | 160 | 8000 | 0
d23 | p7 | -INF | 900 | 8000 | 0
d23 | p8 | -INF | 1650 | 8000 | 0
d23 | p9 | -INF | 1750 | 8000 | 0
d23 | p10 | -INF | 1075 | 8000 | 0
d23 | p11 | -INF | 425 | 8000 | 0
d23 | p12 | -INF | 100 | 8000 | 0
d23 | p13 | -INF | 25 | 8000 | 0
d23 | p14 | -INF | -50 | 8000 | 0
d23 | p15 | -INF | -100 | 8000 | 0
d23 | p16 | -INF | 0 | 8000 | 0
d23 | p17 | -INF | 275 | 8000 | 0
d23 | p18 | -INF | 325 | 8000 | 0
d23 | p19 | -INF | 225 | 8000 | 0
d23 | p20 | -INF | 150 | 8000 | 0
d23 | p21 | -INF | 25 | 8000 | 0
d23 | p22 | -INF | -175 | 8000 | 0
d23 | p23 | -INF | -700 | 8000 | 0
d23 | p24 | -INF | -15900 | 8000 | 0
d24 | p1 | -INF | -1550 | 8000 | 0
d24 | p2 | -INF | -1375 | 8000 | 0
d24 | p3 | -INF | -975 | 8000 | 0
d24 | p4 | -INF | -640 | 8000 | 0
d24 | p5 | -INF | -410 | 8000 | 0
d24 | p6 | -INF | -210 | 8000 | 0
d24 | p7 | -INF | 155 | 8000 | 0
d24 | p8 | -INF | 875 | 8000 | 0
d24 | p9 | -INF | 1430 | 8000 | 0
d24 | p10 | -INF | 1175 | 8000 | 0
d24 | p11 | -INF | 675 | 8000 | 0
d24 | p12 | -INF | 325 | 8000 | 0
d24 | p13 | -INF | -50 | 8000 | 0
d24 | p14 | -INF | -250 | 8000 | 0
d24 | p15 | -INF | -300 | 8000 | 0
d24 | p16 | -INF | -125 | 8000 | 0
d24 | p17 | -INF | 300 | 8000 | 0
d24 | p18 | -INF | 725 | 8000 | 0
d24 | p19 | -INF | 700 | 8000 | 0
d24 | p20 | -INF | 600 | 8000 | 0
d24 | p21 | -INF | 450 | 8000 | 0
d24 | p22 | -INF | 100 | 8000 | 0
d24 | p23 | -INF | -600 | 8000 | 0
d24 | p24 | -INF | -15625 | 8000 | 0
d25 | p1 | -INF | -1025 | 8000 | 0
d25 | p2 | -INF | -1075 | 8000 | 0
d25 | p3 | -INF | -925 | 8000 | 0
d25 | p4 | -INF | -625 | 8000 | 0
d25 | p5 | -INF | -325 | 8000 | 0
d25 | p6 | -INF | -175 | 8000 | 0
d25 | p7 | -INF | 200 | 8000 | 0
d25 | p8 | -INF | 500 | 8000 | 0
d25 | p9 | -INF | 650 | 8000 | 0
d25 | p10 | -INF | 600 | 8000 | 0
d25 | p11 | -INF | 250 | 8000 | 0
d25 | p12 | -INF | 100 | 8000 | 0
d25 | p13 | -INF | 0 | 8000 | 0
d25 | p14 | -INF | -25 | 8000 | 0
d25 | p15 | -INF | -50 | 8000 | 0
d25 | p16 | -INF | -50 | 8000 | 0
d25 | p17 | -INF | 75 | 8000 | 0
d25 | p18 | -INF | 175 | 8000 | 0
d25 | p19 | -INF | 350 | 8000 | 0
d25 | p20 | -INF | 425 | 8000 | 0
d25 | p21 | -INF | 250 | 8000 | 0
d25 | p22 | -INF | 100 | 8000 | 0
d25 | p23 | -INF | -425 | 8000 | 0
d25 | p24 | -INF | -13825 | 8000 | 0
d26 | p1 | -INF | -1175 | 8000 | 0
d26 | p2 | -INF | -850 | 8000 | 0
d26 | p3 | -INF | -575 | 8000 | 0
d26 | p4 | -INF | -420 | 8000 | 0
d26 | p5 | -INF | -237.5 | 8000 | 0
d26 | p6 | -INF | 77.5 | 8000 | 0
d26 | p7 | -INF | 865 | 8000 | 0
d26 | p8 | -INF | 1715 | 8000 | 0
d26 | p9 | -INF | 1750 | 8000 | 0
d26 | p10 | -INF | 1125 | 8000 | 0
d26 | p11 | -INF | 475 | 8000 | 0
d26 | p12 | -INF | 150 | 8000 | 0
d26 | p13 | -INF | -50 | 8000 | 0
d26 | p14 | -INF | -150 | 8000 | 0
d26 | p15 | -INF | -175 | 8000 | 0
d26 | p16 | -INF | 125 | 8000 | 0
d26 | p17 | -INF | 350 | 8000 | 0
d26 | p18 | -INF | 450 | 8000 | 0
d26 | p19 | -INF | 250 | 8000 | 0
d26 | p20 | -INF | 175 | 8000 | 0
d26 | p21 | -INF | 50 | 8000 | 0
d26 | p22 | -INF | -125 | 8000 | 0
d26 | p23 | -INF | -700 | 8000 | 0
d26 | p24 | -INF | -15900 | 8000 | 0
d27 | p1 | -INF | -1600 | 8000 | 0
d27 | p2 | -INF | -1375 | 8000 | 0
d27 | p3 | -INF | -925 | 8000 | 0
d27 | p4 | -INF | -565 | 8000 | 0
d27 | p5 | -INF | -360 | 8000 | 0
d27 | p6 | -INF | 60 | 8000 | 0
d27 | p7 | -INF | 890 | 8000 | 0
d27 | p8 | -INF | 1700 | 8000 | 0
d27 | p9 | -INF | 1675 | 8000 | 0
d27 | p10 | -INF | 1275 | 8000 | 0
d27 | p11 | -INF | 500 | 8000 | 0
d27 | p12 | -INF | 50 | 8000 | 0
d27 | p13 | -INF | -100 | 8000 | 0
d27 | p14 | -INF | -350 | 8000 | 0
d27 | p15 | -INF | -300 | 8000 | 0
d27 | p16 | -INF | -25 | 8000 | 0
d27 | p17 | -INF | 300 | 8000 | 0
d27 | p18 | -INF | 275 | 8000 | 0
d27 | p19 | -INF | 225 | 8000 | 0
d27 | p20 | -INF | 325 | 8000 | 0
d27 | p21 | -INF | 175 | 8000 | 0
d27 | p22 | -INF | -25 | 8000 | 0
d27 | p23 | -INF | -750 | 8000 | 0
d27 | p24 | -INF | -15650 | 8000 | 0
d28 | p1 | -INF | -1575 | 8000 | 0
d28 | p2 | -INF | -1300 | 8000 | 0
d28 | p3 | -INF | -925 | 8000 | 0
d28 | p4 | -INF | -565 | 8000 | 0
d28 | p5 | -INF | -315 | 8000 | 0
d28 | p6 | -INF | 80 | 8000 | 0
d28 | p7 | -INF | 875 | 8000 | 0
d28 | p8 | -INF | 1675 | 8000 | 0
d28 | p9 | -INF | 1650 | 8000 | 0
d28 | p10 | -INF | 1025 | 8000 | 0
d28 | p11 | -INF | 525 | 8000 | 0
d28 | p12 | -INF | 100 | 8000 | 0
d28 | p13 | -INF | -25 | 8000 | 0
d28 | p14 | -INF | -175 | 8000 | 0
d28 | p15 | -INF | -175 | 8000 | 0
d28 | p16 | -INF | 50 | 8000 | 0
d28 | p17 | -INF | 300 | 8000 | 0
d28 | p18 | -INF | 450 | 8000 | 0
d28 | p19 | -INF | 425 | 8000 | 0
d28 | p20 | -INF | 175 | 8000 | 0
d28 | p21 | -INF | 75 | 8000 | 0
d28 | p22 | -INF | -150 | 8000 | 0
d28 | p23 | -INF | -750 | 8000 | 0
d28 | p24 | -INF | -15850 | 8000 | 0
d29 | p1 | -INF | -1425 | 8000 | 0
d29 | p2 | -INF | -1275 | 8000 | 0
d29 | p3 | -INF | -975 | 8000 | 0
d29 | p4 | -INF | -725 | 8000 | 0
d29 | p5 | -INF | -350 | 8000 | 0
d29 | p6 | -INF | 25 | 8000 | 0
d29 | p7 | -INF | 875 | 8000 | 0
d29 | p8 | -INF | 1650 | 8000 | 0
d29 | p9 | -INF | 1725 | 8000 | 0
d29 | p10 | -INF | 1125 | 8000 | 0
d29 | p11 | -INF | 425 | 8000 | 0
d29 | p12 | -INF | 125 | 8000 | 0
d29 | p13 | -INF | -150 | 8000 | 0
d29 | p14 | -INF | -250 | 8000 | 0
d29 | p15 | -INF | -200 | 8000 | 0
d29 | p16 | -INF | -125 | 8000 | 0
d29 | p17 | -INF | 275 | 8000 | 0
d29 | p18 | -INF | 500 | 8000 | 0
d29 | p19 | -INF | 550 | 8000 | 0
d29 | p20 | -INF | 350 | 8000 | 0
d29 | p21 | -INF | 50 | 8000 | 0
d29 | p22 | -INF | -150 | 8000 | 0
d29 | p23 | -INF | -725 | 8000 | 0
d29 | p24 | -INF | -15925 | 8000 | 0
d30 | p1 | -INF | -1525 | 8000 | 0
d30 | p2 | -INF | -1425 | 8000 | 0
d30 | p3 | -INF | -975 | 8000 | 0
d30 | p4 | -INF | -650 | 8000 | 0
d30 | p5 | -INF | -345 | 8000 | 0
d30 | p6 | -INF | 130 | 8000 | 0
d30 | p7 | -INF | 965 | 8000 | 0
d30 | p8 | -INF | 1700 | 8000 | 0
d30 | p9 | -INF | 1600 | 8000 | 0
d30 | p10 | -INF | 900 | 8000 | 0
d30 | p11 | -INF | 475 | 8000 | 0
d30 | p12 | -INF | 75 | 8000 | 0
d30 | p13 | -INF | 0 | 8000 | 0
d30 | p14 | -INF | -150 | 8000 | 0
d30 | p15 | -INF | -75 | 8000 | 0
d30 | p16 | -INF | 75 | 8000 | 0
d30 | p17 | -INF | 375 | 8000 | 0
d30 | p18 | -INF | 450 | 8000 | 0
d30 | p19 | -INF | 300 | 8000 | 0
d30 | p20 | -INF | 150 | 8000 | 0
d30 | p21 | -INF | 150 | 8000 | 0
d30 | p22 | -INF | -175 | 8000 | 0
d30 | p23 | -INF | -775 | 8000 | 0
d30 | p24 | -INF | -15850 | 8000 | 0
d31 | p1 | -INF | -1475 | 8000 | 0
d31 | p2 | -INF | -1325 | 8000 | 0
d31 | p3 | -INF | -975 | 8000 | 0
d31 | p4 | -INF | -690 | 8000 | 0
d31 | p5 | -INF | -430 | 8000 | 0
d31 | p6 | -INF | -202.5 | 8000 | 0
d31 | p7 | -INF | 245 | 8000 | 0
d31 | p8 | -INF | 1052.5 | 8000 | 0
d31 | p9 | -INF | 1375 | 8000 | 0
d31 | p10 | -INF | 1200 | 8000 | 0
d31 | p11 | -INF | 825 | 8000 | 0
d31 | p12 | -INF | 225 | 8000 | 0
d31 | p13 | -INF | -150 | 8000 | 0
d31 | p14 | -INF | -300 | 8000 | 0
d31 | p15 | -INF | -375 | 8000 | 0
d31 | p16 | -INF | -175 | 8000 | 0
d31 | p17 | -INF | 200 | 8000 | 0
d31 | p18 | -INF | 575 | 8000 | 0
d31 | p19 | -INF | 800 | 8000 | 0
d31 | p20 | -INF | 625 | 8000 | 0
d31 | p21 | -INF | 625 | 8000 | 0
d31 | p22 | -INF | 225 | 8000 | 0
d31 | p23 | -INF | -275 | 8000 | 0
d31 | p24 | -INF | -16175 | 8000 | 0

## EQ7_FlowVolume
TOC
EQ7_FlowVolume | (equation) | volume of water released per time step (acre-ft)
d | p | Lowerbound | Value | Upperbound | Marginal
d1 | p1 | 0 | 0 | 0 | EPS
d1 | p2 | 0 | 0 | 0 | EPS
d1 | p3 | 0 | 0 | 0 | EPS
d1 | p4 | 0 | 0 | 0 | EPS
d1 | p5 | 0 | 0 | 0 | EPS
d1 | p6 | 0 | 0 | 0 | EPS
d1 | p7 | 0 | 0 | 0 | EPS
d1 | p8 | 0 | 0 | 0 | EPS
d1 | p9 | 0 | 0 | 0 | EPS
d1 | p10 | 0 | 0 | 0 | EPS
d1 | p11 | 0 | 0 | 0 | EPS
d1 | p12 | 0 | 0 | 0 | EPS
d1 | p13 | 0 | 0 | 0 | EPS
d1 | p14 | 0 | 0 | 0 | EPS
d1 | p15 | 0 | 0 | 0 | EPS
d1 | p16 | 0 | 0 | 0 | EPS
d1 | p17 | 0 | 0 | 0 | EPS
d1 | p18 | 0 | 0 | 0 | EPS
d1 | p19 | 0 | 0 | 0 | EPS
d1 | p20 | 0 | 0 | 0 | EPS
d1 | p21 | 0 | 0 | 0 | EPS
d1 | p22 | 0 | 0 | 0 | EPS
d1 | p23 | 0 | 0 | 0 | EPS
d1 | p24 | 0 | 0 | 0 | EPS
d2 | p1 | 0 | 0 | 0 | EPS
d2 | p2 | 0 | 0 | 0 | EPS
d2 | p3 | 0 | 0 | 0 | EPS
d2 | p4 | 0 | 0 | 0 | EPS
d2 | p5 | 0 | 0 | 0 | EPS
d2 | p6 | 0 | 0 | 0 | EPS
d2 | p7 | 0 | 0 | 0 | EPS
d2 | p8 | 0 | 0 | 0 | EPS
d2 | p9 | 0 | 0 | 0 | EPS
d2 | p10 | 0 | 0 | 0 | EPS
d2 | p11 | 0 | 0 | 0 | EPS
d2 | p12 | 0 | 0 | 0 | EPS
d2 | p13 | 0 | 0 | 0 | EPS
d2 | p14 | 0 | 0 | 0 | EPS
d2 | p15 | 0 | 0 | 0 | EPS
d2 | p16 | 0 | 0 | 0 | EPS
d2 | p17 | 0 | 0 | 0 | EPS
d2 | p18 | 0 | 0 | 0 | EPS
d2 | p19 | 0 | 0 | 0 | EPS
d2 | p20 | 0 | 0 | 0 | EPS
d2 | p21 | 0 | 0 | 0 | EPS
d2 | p22 | 0 | 0 | 0 | EPS
d2 | p23 | 0 | 0 | 0 | EPS
d2 | p24 | 0 | 0 | 0 | EPS
d3 | p1 | 0 | 0 | 0 | EPS
d3 | p2 | 0 | 0 | 0 | EPS
d3 | p3 | 0 | 0 | 0 | EPS
d3 | p4 | 0 | 0 | 0 | EPS
d3 | p5 | 0 | 0 | 0 | EPS
d3 | p6 | 0 | 0 | 0 | EPS
d3 | p7 | 0 | 0 | 0 | EPS
d3 | p8 | 0 | 0 | 0 | EPS
d3 | p9 | 0 | 0 | 0 | EPS
d3 | p10 | 0 | 0 | 0 | EPS
d3 | p11 | 0 | 0 | 0 | EPS
d3 | p12 | 0 | 0 | 0 | EPS
d3 | p13 | 0 | 0 | 0 | EPS
d3 | p14 | 0 | 0 | 0 | EPS
d3 | p15 | 0 | 0 | 0 | EPS
d3 | p16 | 0 | 0 | 0 | EPS
d3 | p17 | 0 | 0 | 0 | EPS
d3 | p18 | 0 | 0 | 0 | EPS
d3 | p19 | 0 | 0 | 0 | EPS
d3 | p20 | 0 | 0 | 0 | EPS
d3 | p21 | 0 | 0 | 0 | EPS
d3 | p22 | 0 | 0 | 0 | EPS
d3 | p23 | 0 | 0 | 0 | EPS
d3 | p24 | 0 | 0 | 0 | EPS
d4 | p1 | 0 | 0 | 0 | EPS
d4 | p2 | 0 | 0 | 0 | EPS
d4 | p3 | 0 | 0 | 0 | EPS
d4 | p4 | 0 | 0 | 0 | EPS
d4 | p5 | 0 | 0 | 0 | EPS
d4 | p6 | 0 | 0 | 0 | EPS
d4 | p7 | 0 | 0 | 0 | EPS
d4 | p8 | 0 | 0 | 0 | EPS
d4 | p9 | 0 | 0 | 0 | EPS
d4 | p10 | 0 | 0 | 0 | EPS
d4 | p11 | 0 | 0 | 0 | EPS
d4 | p12 | 0 | 0 | 0 | EPS
d4 | p13 | 0 | 0 | 0 | EPS
d4 | p14 | 0 | 0 | 0 | EPS
d4 | p15 | 0 | 0 | 0 | EPS
d4 | p16 | 0 | 0 | 0 | EPS
d4 | p17 | 0 | 0 | 0 | EPS
d4 | p18 | 0 | 0 | 0 | EPS
d4 | p19 | 0 | 0 | 0 | EPS
d4 | p20 | 0 | 0 | 0 | EPS
d4 | p21 | 0 | 0 | 0 | EPS
d4 | p22 | 0 | 0 | 0 | EPS
d4 | p23 | 0 | 0 | 0 | EPS
d4 | p24 | 0 | 0 | 0 | EPS
d5 | p1 | 0 | 0 | 0 | EPS
d5 | p2 | 0 | 0 | 0 | EPS
d5 | p3 | 0 | 0 | 0 | EPS
d5 | p4 | 0 | 0 | 0 | EPS
d5 | p5 | 0 | 0 | 0 | EPS
d5 | p6 | 0 | 0 | 0 | EPS
d5 | p7 | 0 | 0 | 0 | EPS
d5 | p8 | 0 | 0 | 0 | EPS
d5 | p9 | 0 | 0 | 0 | EPS
d5 | p10 | 0 | 0 | 0 | EPS
d5 | p11 | 0 | 0 | 0 | EPS
d5 | p12 | 0 | 0 | 0 | EPS
d5 | p13 | 0 | 0 | 0 | EPS
d5 | p14 | 0 | 0 | 0 | EPS
d5 | p15 | 0 | 0 | 0 | EPS
d5 | p16 | 0 | 0 | 0 | EPS
d5 | p17 | 0 | 0 | 0 | EPS
d5 | p18 | 0 | 0 | 0 | EPS
d5 | p19 | 0 | 0 | 0 | EPS
d5 | p20 | 0 | 0 | 0 | EPS
d5 | p21 | 0 | 0 | 0 | EPS
d5 | p22 | 0 | 0 | 0 | EPS
d5 | p23 | 0 | 0 | 0 | EPS
d5 | p24 | 0 | 0 | 0 | EPS
d6 | p1 | 0 | 0 | 0 | EPS
d6 | p2 | 0 | 0 | 0 | EPS
d6 | p3 | 0 | 0 | 0 | EPS
d6 | p4 | 0 | 0 | 0 | EPS
d6 | p5 | 0 | 0 | 0 | EPS
d6 | p6 | 0 | 0 | 0 | EPS
d6 | p7 | 0 | 0 | 0 | EPS
d6 | p8 | 0 | 0 | 0 | EPS
d6 | p9 | 0 | 0 | 0 | EPS
d6 | p10 | 0 | 0 | 0 | EPS
d6 | p11 | 0 | 0 | 0 | EPS
d6 | p12 | 0 | 0 | 0 | EPS
d6 | p13 | 0 | 0 | 0 | EPS
d6 | p14 | 0 | 0 | 0 | EPS
d6 | p15 | 0 | 0 | 0 | EPS
d6 | p16 | 0 | 0 | 0 | EPS
d6 | p17 | 0 | 0 | 0 | EPS
d6 | p18 | 0 | 0 | 0 | EPS
d6 | p19 | 0 | 0 | 0 | EPS
d6 | p20 | 0 | 0 | 0 | EPS
d6 | p21 | 0 | 0 | 0 | EPS
d6 | p22 | 0 | 0 | 0 | EPS
d6 | p23 | 0 | 0 | 0 | EPS
d6 | p24 | 0 | 0 | 0 | EPS
d7 | p1 | 0 | 0 | 0 | EPS
d7 | p2 | 0 | 0 | 0 | EPS
d7 | p3 | 0 | 0 | 0 | EPS
d7 | p4 | 0 | 0 | 0 | EPS
d7 | p5 | 0 | 0 | 0 | EPS
d7 | p6 | 0 | 0 | 0 | EPS
d7 | p7 | 0 | 0 | 0 | EPS
d7 | p8 | 0 | 0 | 0 | EPS
d7 | p9 | 0 | 0 | 0 | EPS
d7 | p10 | 0 | 0 | 0 | EPS
d7 | p11 | 0 | 0 | 0 | EPS
d7 | p12 | 0 | 0 | 0 | EPS
d7 | p13 | 0 | 0 | 0 | EPS
d7 | p14 | 0 | 0 | 0 | EPS
d7 | p15 | 0 | 0 | 0 | EPS
d7 | p16 | 0 | 0 | 0 | EPS
d7 | p17 | 0 | 0 | 0 | EPS
d7 | p18 | 0 | 0 | 0 | EPS
d7 | p19 | 0 | 0 | 0 | EPS
d7 | p20 | 0 | 0 | 0 | EPS
d7 | p21 | 0 | 0 | 0 | EPS
d7 | p22 | 0 | 0 | 0 | EPS
d7 | p23 | 0 | 0 | 0 | EPS
d7 | p24 | 0 | 0 | 0 | EPS
d8 | p1 | 0 | 0 | 0 | EPS
d8 | p2 | 0 | 0 | 0 | EPS
d8 | p3 | 0 | 0 | 0 | EPS
d8 | p4 | 0 | 0 | 0 | EPS
d8 | p5 | 0 | 0 | 0 | EPS
d8 | p6 | 0 | 0 | 0 | EPS
d8 | p7 | 0 | 0 | 0 | EPS
d8 | p8 | 0 | 0 | 0 | EPS
d8 | p9 | 0 | 0 | 0 | EPS
d8 | p10 | 0 | 0 | 0 | EPS
d8 | p11 | 0 | 0 | 0 | EPS
d8 | p12 | 0 | 0 | 0 | EPS
d8 | p13 | 0 | 0 | 0 | EPS
d8 | p14 | 0 | 0 | 0 | EPS
d8 | p15 | 0 | 0 | 0 | EPS
d8 | p16 | 0 | 0 | 0 | EPS
d8 | p17 | 0 | 0 | 0 | EPS
d8 | p18 | 0 | 0 | 0 | EPS
d8 | p19 | 0 | 0 | 0 | EPS
d8 | p20 | 0 | 0 | 0 | EPS
d8 | p21 | 0 | 0 | 0 | EPS
d8 | p22 | 0 | 0 | 0 | EPS
d8 | p23 | 0 | 0 | 0 | EPS
d8 | p24 | 0 | 0 | 0 | EPS
d9 | p1 | 0 | 0 | 0 | EPS
d9 | p2 | 0 | 0 | 0 | EPS
d9 | p3 | 0 | 0 | 0 | EPS
d9 | p4 | 0 | 0 | 0 | EPS
d9 | p5 | 0 | 0 | 0 | EPS
d9 | p6 | 0 | 0 | 0 | EPS
d9 | p7 | 0 | 0 | 0 | EPS
d9 | p8 | 0 | 0 | 0 | EPS
d9 | p9 | 0 | 0 | 0 | EPS
d9 | p10 | 0 | 0 | 0 | EPS
d9 | p11 | 0 | 0 | 0 | EPS
d9 | p12 | 0 | 0 | 0 | EPS
d9 | p13 | 0 | 0 | 0 | EPS
d9 | p14 | 0 | 0 | 0 | EPS
d9 | p15 | 0 | 0 | 0 | EPS
d9 | p16 | 0 | 0 | 0 | EPS
d9 | p17 | 0 | 0 | 0 | EPS
d9 | p18 | 0 | 0 | 0 | EPS
d9 | p19 | 0 | 0 | 0 | EPS
d9 | p20 | 0 | 0 | 0 | EPS
d9 | p21 | 0 | 0 | 0 | EPS
d9 | p22 | 0 | 0 | 0 | EPS
d9 | p23 | 0 | 0 | 0 | EPS
d9 | p24 | 0 | 0 | 0 | EPS
d10 | p1 | 0 | 0 | 0 | EPS
d10 | p2 | 0 | 0 | 0 | EPS
d10 | p3 | 0 | 0 | 0 | EPS
d10 | p4 | 0 | 0 | 0 | EPS
d10 | p5 | 0 | 0 | 0 | EPS
d10 | p6 | 0 | 0 | 0 | EPS
d10 | p7 | 0 | 0 | 0 | EPS
d10 | p8 | 0 | 0 | 0 | EPS
d10 | p9 | 0 | 0 | 0 | EPS
d10 | p10 | 0 | 0 | 0 | EPS
d10 | p11 | 0 | 0 | 0 | EPS
d10 | p12 | 0 | 0 | 0 | EPS
d10 | p13 | 0 | 0 | 0 | EPS
d10 | p14 | 0 | 0 | 0 | EPS
d10 | p15 | 0 | 0 | 0 | EPS
d10 | p16 | 0 | 0 | 0 | EPS
d10 | p17 | 0 | 0 | 0 | EPS
d10 | p18 | 0 | 0 | 0 | EPS
d10 | p19 | 0 | 0 | 0 | EPS
d10 | p20 | 0 | 0 | 0 | EPS
d10 | p21 | 0 | 0 | 0 | EPS
d10 | p22 | 0 | 0 | 0 | EPS
d10 | p23 | 0 | 0 | 0 | EPS
d10 | p24 | 0 | 0 | 0 | EPS
d11 | p1 | 0 | 0 | 0 | EPS
d11 | p2 | 0 | 0 | 0 | EPS
d11 | p3 | 0 | 0 | 0 | EPS
d11 | p4 | 0 | 0 | 0 | EPS
d11 | p5 | 0 | 0 | 0 | EPS
d11 | p6 | 0 | 0 | 0 | EPS
d11 | p7 | 0 | 0 | 0 | EPS
d11 | p8 | 0 | 0 | 0 | EPS
d11 | p9 | 0 | 0 | 0 | EPS
d11 | p10 | 0 | 0 | 0 | EPS
d11 | p11 | 0 | 0 | 0 | EPS
d11 | p12 | 0 | 0 | 0 | EPS
d11 | p13 | 0 | 0 | 0 | EPS
d11 | p14 | 0 | 0 | 0 | EPS
d11 | p15 | 0 | 0 | 0 | EPS
d11 | p16 | 0 | 0 | 0 | EPS
d11 | p17 | 0 | 0 | 0 | EPS
d11 | p18 | 0 | 0 | 0 | EPS
d11 | p19 | 0 | 0 | 0 | EPS
d11 | p20 | 0 | 0 | 0 | EPS
d11 | p21 | 0 | 0 | 0 | EPS
d11 | p22 | 0 | 0 | 0 | EPS
d11 | p23 | 0 | 0 | 0 | EPS
d11 | p24 | 0 | 0 | 0 | EPS
d12 | p1 | 0 | 0 | 0 | EPS
d12 | p2 | 0 | 0 | 0 | EPS
d12 | p3 | 0 | 0 | 0 | EPS
d12 | p4 | 0 | 0 | 0 | EPS
d12 | p5 | 0 | 0 | 0 | EPS
d12 | p6 | 0 | 0 | 0 | EPS
d12 | p7 | 0 | 0 | 0 | EPS
d12 | p8 | 0 | 0 | 0 | EPS
d12 | p9 | 0 | 0 | 0 | EPS
d12 | p10 | 0 | 0 | 0 | EPS
d12 | p11 | 0 | 0 | 0 | EPS
d12 | p12 | 0 | 0 | 0 | EPS
d12 | p13 | 0 | 0 | 0 | EPS
d12 | p14 | 0 | 0 | 0 | EPS
d12 | p15 | 0 | 0 | 0 | EPS
d12 | p16 | 0 | 0 | 0 | EPS
d12 | p17 | 0 | 0 | 0 | EPS
d12 | p18 | 0 | 0 | 0 | EPS
d12 | p19 | 0 | 0 | 0 | EPS
d12 | p20 | 0 | 0 | 0 | EPS
d12 | p21 | 0 | 0 | 0 | EPS
d12 | p22 | 0 | 0 | 0 | EPS
d12 | p23 | 0 | 0 | 0 | EPS
d12 | p24 | 0 | 0 | 0 | EPS
d13 | p1 | 0 | 0 | 0 | EPS
d13 | p2 | 0 | 0 | 0 | EPS
d13 | p3 | 0 | 0 | 0 | EPS
d13 | p4 | 0 | 0 | 0 | EPS
d13 | p5 | 0 | 0 | 0 | EPS
d13 | p6 | 0 | 0 | 0 | EPS
d13 | p7 | 0 | 0 | 0 | EPS
d13 | p8 | 0 | 0 | 0 | EPS
d13 | p9 | 0 | 0 | 0 | EPS
d13 | p10 | 0 | 0 | 0 | EPS
d13 | p11 | 0 | 0 | 0 | EPS
d13 | p12 | 0 | 0 | 0 | EPS
d13 | p13 | 0 | 0 | 0 | EPS
d13 | p14 | 0 | 0 | 0 | EPS
d13 | p15 | 0 | 0 | 0 | EPS
d13 | p16 | 0 | 0 | 0 | EPS
d13 | p17 | 0 | 0 | 0 | EPS
d13 | p18 | 0 | 0 | 0 | EPS
d13 | p19 | 0 | 0 | 0 | EPS
d13 | p20 | 0 | 0 | 0 | EPS
d13 | p21 | 0 | 0 | 0 | EPS
d13 | p22 | 0 | 0 | 0 | EPS
d13 | p23 | 0 | 0 | 0 | EPS
d13 | p24 | 0 | 0 | 0 | EPS
d14 | p1 | 0 | 0 | 0 | EPS
d14 | p2 | 0 | 0 | 0 | EPS
d14 | p3 | 0 | 0 | 0 | EPS
d14 | p4 | 0 | 0 | 0 | EPS
d14 | p5 | 0 | 0 | 0 | EPS
d14 | p6 | 0 | 0 | 0 | EPS
d14 | p7 | 0 | 0 | 0 | EPS
d14 | p8 | 0 | 0 | 0 | EPS
d14 | p9 | 0 | 0 | 0 | EPS
d14 | p10 | 0 | 0 | 0 | EPS
d14 | p11 | 0 | 0 | 0 | EPS
d14 | p12 | 0 | 0 | 0 | EPS
d14 | p13 | 0 | 0 | 0 | EPS
d14 | p14 | 0 | 0 | 0 | EPS
d14 | p15 | 0 | 0 | 0 | EPS
d14 | p16 | 0 | 0 | 0 | EPS
d14 | p17 | 0 | 0 | 0 | EPS
d14 | p18 | 0 | 0 | 0 | EPS
d14 | p19 | 0 | 0 | 0 | EPS
d14 | p20 | 0 | 0 | 0 | EPS
d14 | p21 | 0 | 0 | 0 | EPS
d14 | p22 | 0 | 0 | 0 | EPS
d14 | p23 | 0 | 0 | 0 | EPS
d14 | p24 | 0 | 0 | 0 | EPS
d15 | p1 | 0 | 0 | 0 | EPS
d15 | p2 | 0 | 0 | 0 | EPS
d15 | p3 | 0 | 0 | 0 | EPS
d15 | p4 | 0 | 0 | 0 | EPS
d15 | p5 | 0 | 0 | 0 | EPS
d15 | p6 | 0 | 0 | 0 | EPS
d15 | p7 | 0 | 0 | 0 | EPS
d15 | p8 | 0 | 0 | 0 | EPS
d15 | p9 | 0 | 0 | 0 | EPS
d15 | p10 | 0 | 0 | 0 | EPS
d15 | p11 | 0 | 0 | 0 | EPS
d15 | p12 | 0 | 0 | 0 | EPS
d15 | p13 | 0 | 0 | 0 | EPS
d15 | p14 | 0 | 0 | 0 | EPS
d15 | p15 | 0 | 0 | 0 | EPS
d15 | p16 | 0 | 0 | 0 | EPS
d15 | p17 | 0 | 0 | 0 | EPS
d15 | p18 | 0 | 0 | 0 | EPS
d15 | p19 | 0 | 0 | 0 | EPS
d15 | p20 | 0 | 0 | 0 | EPS
d15 | p21 | 0 | 0 | 0 | EPS
d15 | p22 | 0 | 0 | 0 | EPS
d15 | p23 | 0 | 0 | 0 | EPS
d15 | p24 | 0 | 0 | 0 | EPS
d16 | p1 | 0 | 0 | 0 | EPS
d16 | p2 | 0 | 0 | 0 | EPS
d16 | p3 | 0 | 0 | 0 | EPS
d16 | p4 | 0 | 0 | 0 | EPS
d16 | p5 | 0 | 0 | 0 | EPS
d16 | p6 | 0 | 0 | 0 | EPS
d16 | p7 | 0 | 0 | 0 | EPS
d16 | p8 | 0 | 0 | 0 | EPS
d16 | p9 | 0 | 0 | 0 | EPS
d16 | p10 | 0 | 0 | 0 | EPS
d16 | p11 | 0 | 0 | 0 | EPS
d16 | p12 | 0 | 0 | 0 | EPS
d16 | p13 | 0 | 0 | 0 | EPS
d16 | p14 | 0 | 0 | 0 | EPS
d16 | p15 | 0 | 0 | 0 | EPS
d16 | p16 | 0 | 0 | 0 | EPS
d16 | p17 | 0 | 0 | 0 | EPS
d16 | p18 | 0 | 0 | 0 | EPS
d16 | p19 | 0 | 0 | 0 | EPS
d16 | p20 | 0 | 0 | 0 | EPS
d16 | p21 | 0 | 0 | 0 | EPS
d16 | p22 | 0 | 0 | 0 | EPS
d16 | p23 | 0 | 0 | 0 | EPS
d16 | p24 | 0 | 0 | 0 | EPS
d17 | p1 | 0 | 0 | 0 | EPS
d17 | p2 | 0 | 0 | 0 | EPS
d17 | p3 | 0 | 0 | 0 | EPS
d17 | p4 | 0 | 0 | 0 | EPS
d17 | p5 | 0 | 0 | 0 | EPS
d17 | p6 | 0 | 0 | 0 | EPS
d17 | p7 | 0 | 0 | 0 | EPS
d17 | p8 | 0 | 0 | 0 | EPS
d17 | p9 | 0 | 0 | 0 | EPS
d17 | p10 | 0 | 0 | 0 | EPS
d17 | p11 | 0 | 0 | 0 | EPS
d17 | p12 | 0 | 0 | 0 | EPS
d17 | p13 | 0 | 0 | 0 | EPS
d17 | p14 | 0 | 0 | 0 | EPS
d17 | p15 | 0 | 0 | 0 | EPS
d17 | p16 | 0 | 0 | 0 | EPS
d17 | p17 | 0 | 0 | 0 | EPS
d17 | p18 | 0 | 0 | 0 | EPS
d17 | p19 | 0 | 0 | 0 | EPS
d17 | p20 | 0 | 0 | 0 | EPS
d17 | p21 | 0 | 0 | 0 | EPS
d17 | p22 | 0 | 0 | 0 | EPS
d17 | p23 | 0 | 0 | 0 | EPS
d17 | p24 | 0 | 0 | 0 | EPS
d18 | p1 | 0 | 0 | 0 | EPS
d18 | p2 | 0 | 0 | 0 | EPS
d18 | p3 | 0 | 0 | 0 | EPS
d18 | p4 | 0 | 0 | 0 | EPS
d18 | p5 | 0 | 0 | 0 | EPS
d18 | p6 | 0 | 0 | 0 | EPS
d18 | p7 | 0 | 0 | 0 | EPS
d18 | p8 | 0 | 0 | 0 | EPS
d18 | p9 | 0 | 0 | 0 | EPS
d18 | p10 | 0 | 0 | 0 | EPS
d18 | p11 | 0 | 0 | 0 | EPS
d18 | p12 | 0 | 0 | 0 | EPS
d18 | p13 | 0 | 0 | 0 | EPS
d18 | p14 | 0 | 0 | 0 | EPS
d18 | p15 | 0 | 0 | 0 | EPS
d18 | p16 | 0 | 0 | 0 | EPS
d18 | p17 | 0 | 0 | 0 | EPS
d18 | p18 | 0 | 0 | 0 | EPS
d18 | p19 | 0 | 0 | 0 | EPS
d18 | p20 | 0 | 0 | 0 | EPS
d18 | p21 | 0 | 0 | 0 | EPS
d18 | p22 | 0 | 0 | 0 | EPS
d18 | p23 | 0 | 0 | 0 | EPS
d18 | p24 | 0 | 0 | 0 | EPS
d19 | p1 | 0 | 0 | 0 | EPS
d19 | p2 | 0 | 0 | 0 | EPS
d19 | p3 | 0 | 0 | 0 | EPS
d19 | p4 | 0 | 0 | 0 | EPS
d19 | p5 | 0 | 0 | 0 | EPS
d19 | p6 | 0 | 0 | 0 | EPS
d19 | p7 | 0 | 0 | 0 | EPS
d19 | p8 | 0 | 0 | 0 | EPS
d19 | p9 | 0 | 0 | 0 | EPS
d19 | p10 | 0 | 0 | 0 | EPS
d19 | p11 | 0 | 0 | 0 | EPS
d19 | p12 | 0 | 0 | 0 | EPS
d19 | p13 | 0 | 0 | 0 | EPS
d19 | p14 | 0 | 0 | 0 | EPS
d19 | p15 | 0 | 0 | 0 | EPS
d19 | p16 | 0 | 0 | 0 | EPS
d19 | p17 | 0 | 0 | 0 | EPS
d19 | p18 | 0 | 0 | 0 | EPS
d19 | p19 | 0 | 0 | 0 | EPS
d19 | p20 | 0 | 0 | 0 | EPS
d19 | p21 | 0 | 0 | 0 | EPS
d19 | p22 | 0 | 0 | 0 | EPS
d19 | p23 | 0 | 0 | 0 | EPS
d19 | p24 | 0 | 0 | 0 | EPS
d20 | p1 | 0 | 0 | 0 | EPS
d20 | p2 | 0 | 0 | 0 | EPS
d20 | p3 | 0 | 0 | 0 | EPS
d20 | p4 | 0 | 0 | 0 | EPS
d20 | p5 | 0 | 0 | 0 | EPS
d20 | p6 | 0 | 0 | 0 | EPS
d20 | p7 | 0 | 0 | 0 | EPS
d20 | p8 | 0 | 0 | 0 | EPS
d20 | p9 | 0 | 0 | 0 | EPS
d20 | p10 | 0 | 0 | 0 | EPS
d20 | p11 | 0 | 0 | 0 | EPS
d20 | p12 | 0 | 0 | 0 | EPS
d20 | p13 | 0 | 0 | 0 | EPS
d20 | p14 | 0 | 0 | 0 | EPS
d20 | p15 | 0 | 0 | 0 | EPS
d20 | p16 | 0 | 0 | 0 | EPS
d20 | p17 | 0 | 0 | 0 | EPS
d20 | p18 | 0 | 0 | 0 | EPS
d20 | p19 | 0 | 0 | 0 | EPS
d20 | p20 | 0 | 0 | 0 | EPS
d20 | p21 | 0 | 0 | 0 | EPS
d20 | p22 | 0 | 0 | 0 | EPS
d20 | p23 | 0 | 0 | 0 | EPS
d20 | p24 | 0 | 0 | 0 | EPS
d21 | p1 | 0 | 0 | 0 | EPS
d21 | p2 | 0 | 0 | 0 | EPS
d21 | p3 | 0 | 0 | 0 | EPS
d21 | p4 | 0 | 0 | 0 | EPS
d21 | p5 | 0 | 0 | 0 | EPS
d21 | p6 | 0 | 0 | 0 | EPS
d21 | p7 | 0 | 0 | 0 | EPS
d21 | p8 | 0 | 0 | 0 | EPS
d21 | p9 | 0 | 0 | 0 | EPS
d21 | p10 | 0 | 0 | 0 | EPS
d21 | p11 | 0 | 0 | 0 | EPS
d21 | p12 | 0 | 0 | 0 | EPS
d21 | p13 | 0 | 0 | 0 | EPS
d21 | p14 | 0 | 0 | 0 | EPS
d21 | p15 | 0 | 0 | 0 | EPS
d21 | p16 | 0 | 0 | 0 | EPS
d21 | p17 | 0 | 0 | 0 | EPS
d21 | p18 | 0 | 0 | 0 | EPS
d21 | p19 | 0 | 0 | 0 | EPS
d21 | p20 | 0 | 0 | 0 | EPS
d21 | p21 | 0 | 0 | 0 | EPS
d21 | p22 | 0 | 0 | 0 | EPS
d21 | p23 | 0 | 0 | 0 | EPS
d21 | p24 | 0 | 0 | 0 | EPS
d22 | p1 | 0 | 0 | 0 | EPS
d22 | p2 | 0 | 0 | 0 | EPS
d22 | p3 | 0 | 0 | 0 | EPS
d22 | p4 | 0 | 0 | 0 | EPS
d22 | p5 | 0 | 0 | 0 | EPS
d22 | p6 | 0 | 0 | 0 | EPS
d22 | p7 | 0 | 0 | 0 | EPS
d22 | p8 | 0 | 0 | 0 | EPS
d22 | p9 | 0 | 0 | 0 | EPS
d22 | p10 | 0 | 0 | 0 | EPS
d22 | p11 | 0 | 0 | 0 | EPS
d22 | p12 | 0 | 0 | 0 | EPS
d22 | p13 | 0 | 0 | 0 | EPS
d22 | p14 | 0 | 0 | 0 | EPS
d22 | p15 | 0 | 0 | 0 | EPS
d22 | p16 | 0 | 0 | 0 | EPS
d22 | p17 | 0 | 0 | 0 | EPS
d22 | p18 | 0 | 0 | 0 | EPS
d22 | p19 | 0 | 0 | 0 | EPS
d22 | p20 | 0 | 0 | 0 | EPS
d22 | p21 | 0 | 0 | 0 | EPS
d22 | p22 | 0 | 0 | 0 | EPS
d22 | p23 | 0 | 0 | 0 | EPS
d22 | p24 | 0 | 0 | 0 | EPS
d23 | p1 | 0 | 0 | 0 | EPS
d23 | p2 | 0 | 0 | 0 | EPS
d23 | p3 | 0 | 0 | 0 | EPS
d23 | p4 | 0 | 0 | 0 | EPS
d23 | p5 | 0 | 0 | 0 | EPS
d23 | p6 | 0 | 0 | 0 | EPS
d23 | p7 | 0 | 0 | 0 | EPS
d23 | p8 | 0 | 0 | 0 | EPS
d23 | p9 | 0 | 0 | 0 | EPS
d23 | p10 | 0 | 0 | 0 | EPS
d23 | p11 | 0 | 0 | 0 | EPS
d23 | p12 | 0 | 0 | 0 | EPS
d23 | p13 | 0 | 0 | 0 | EPS
d23 | p14 | 0 | 0 | 0 | EPS
d23 | p15 | 0 | 0 | 0 | EPS
d23 | p16 | 0 | 0 | 0 | EPS
d23 | p17 | 0 | 0 | 0 | EPS
d23 | p18 | 0 | 0 | 0 | EPS
d23 | p19 | 0 | 0 | 0 | EPS
d23 | p20 | 0 | 0 | 0 | EPS
d23 | p21 | 0 | 0 | 0 | EPS
d23 | p22 | 0 | 0 | 0 | EPS
d23 | p23 | 0 | 0 | 0 | EPS
d23 | p24 | 0 | 0 | 0 | EPS
d24 | p1 | 0 | 0 | 0 | EPS
d24 | p2 | 0 | 0 | 0 | EPS
d24 | p3 | 0 | 0 | 0 | EPS
d24 | p4 | 0 | 0 | 0 | EPS
d24 | p5 | 0 | 0 | 0 | EPS
d24 | p6 | 0 | 0 | 0 | EPS
d24 | p7 | 0 | 0 | 0 | EPS
d24 | p8 | 0 | 0 | 0 | EPS
d24 | p9 | 0 | 0 | 0 | EPS
d24 | p10 | 0 | 0 | 0 | EPS
d24 | p11 | 0 | 0 | 0 | EPS
d24 | p12 | 0 | 0 | 0 | EPS
d24 | p13 | 0 | 0 | 0 | EPS
d24 | p14 | 0 | 0 | 0 | EPS
d24 | p15 | 0 | 0 | 0 | EPS
d24 | p16 | 0 | 0 | 0 | EPS
d24 | p17 | 0 | 0 | 0 | EPS
d24 | p18 | 0 | 0 | 0 | EPS
d24 | p19 | 0 | 0 | 0 | EPS
d24 | p20 | 0 | 0 | 0 | EPS
d24 | p21 | 0 | 0 | 0 | EPS
d24 | p22 | 0 | 0 | 0 | EPS
d24 | p23 | 0 | 0 | 0 | EPS
d24 | p24 | 0 | 0 | 0 | EPS
d25 | p1 | 0 | 0 | 0 | EPS
d25 | p2 | 0 | 0 | 0 | EPS
d25 | p3 | 0 | 0 | 0 | EPS
d25 | p4 | 0 | 0 | 0 | EPS
d25 | p5 | 0 | 0 | 0 | EPS
d25 | p6 | 0 | 0 | 0 | EPS
d25 | p7 | 0 | 0 | 0 | EPS
d25 | p8 | 0 | 0 | 0 | EPS
d25 | p9 | 0 | 0 | 0 | EPS
d25 | p10 | 0 | 0 | 0 | EPS
d25 | p11 | 0 | 0 | 0 | EPS
d25 | p12 | 0 | 0 | 0 | EPS
d25 | p13 | 0 | 0 | 0 | EPS
d25 | p14 | 0 | 0 | 0 | EPS
d25 | p15 | 0 | 0 | 0 | EPS
d25 | p16 | 0 | 0 | 0 | EPS
d25 | p17 | 0 | 0 | 0 | EPS
d25 | p18 | 0 | 0 | 0 | EPS
d25 | p19 | 0 | 0 | 0 | EPS
d25 | p20 | 0 | 0 | 0 | EPS
d25 | p21 | 0 | 0 | 0 | EPS
d25 | p22 | 0 | 0 | 0 | EPS
d25 | p23 | 0 | 0 | 0 | EPS
d25 | p24 | 0 | 0 | 0 | EPS
d26 | p1 | 0 | 0 | 0 | EPS
d26 | p2 | 0 | 0 | 0 | EPS
d26 | p3 | 0 | 0 | 0 | EPS
d26 | p4 | 0 | 0 | 0 | EPS
d26 | p5 | 0 | 0 | 0 | EPS
d26 | p6 | 0 | 0 | 0 | EPS
d26 | p7 | 0 | 0 | 0 | EPS
d26 | p8 | 0 | 0 | 0 | EPS
d26 | p9 | 0 | 0 | 0 | EPS
d26 | p10 | 0 | 0 | 0 | EPS
d26 | p11 | 0 | 0 | 0 | EPS
d26 | p12 | 0 | 0 | 0 | EPS
d26 | p13 | 0 | 0 | 0 | EPS
d26 | p14 | 0 | 0 | 0 | EPS
d26 | p15 | 0 | 0 | 0 | EPS
d26 | p16 | 0 | 0 | 0 | EPS
d26 | p17 | 0 | 0 | 0 | EPS
d26 | p18 | 0 | 0 | 0 | EPS
d26 | p19 | 0 | 0 | 0 | EPS
d26 | p20 | 0 | 0 | 0 | EPS
d26 | p21 | 0 | 0 | 0 | EPS
d26 | p22 | 0 | 0 | 0 | EPS
d26 | p23 | 0 | 0 | 0 | EPS
d26 | p24 | 0 | 0 | 0 | EPS
d27 | p1 | 0 | 0 | 0 | EPS
d27 | p2 | 0 | 0 | 0 | EPS
d27 | p3 | 0 | 0 | 0 | EPS
d27 | p4 | 0 | 0 | 0 | EPS
d27 | p5 | 0 | 0 | 0 | EPS
d27 | p6 | 0 | 0 | 0 | EPS
d27 | p7 | 0 | 0 | 0 | EPS
d27 | p8 | 0 | 0 | 0 | EPS
d27 | p9 | 0 | 0 | 0 | EPS
d27 | p10 | 0 | 0 | 0 | EPS
d27 | p11 | 0 | 0 | 0 | EPS
d27 | p12 | 0 | 0 | 0 | EPS
d27 | p13 | 0 | 0 | 0 | EPS
d27 | p14 | 0 | 0 | 0 | EPS
d27 | p15 | 0 | 0 | 0 | EPS
d27 | p16 | 0 | 0 | 0 | EPS
d27 | p17 | 0 | 0 | 0 | EPS
d27 | p18 | 0 | 0 | 0 | EPS
d27 | p19 | 0 | 0 | 0 | EPS
d27 | p20 | 0 | 0 | 0 | EPS
d27 | p21 | 0 | 0 | 0 | EPS
d27 | p22 | 0 | 0 | 0 | EPS
d27 | p23 | 0 | 0 | 0 | EPS
d27 | p24 | 0 | 0 | 0 | EPS
d28 | p1 | 0 | 0 | 0 | EPS
d28 | p2 | 0 | 0 | 0 | EPS
d28 | p3 | 0 | 0 | 0 | EPS
d28 | p4 | 0 | 0 | 0 | EPS
d28 | p5 | 0 | 0 | 0 | EPS
d28 | p6 | 0 | 0 | 0 | EPS
d28 | p7 | 0 | 0 | 0 | EPS
d28 | p8 | 0 | 0 | 0 | EPS
d28 | p9 | 0 | 0 | 0 | EPS
d28 | p10 | 0 | 0 | 0 | EPS
d28 | p11 | 0 | 0 | 0 | EPS
d28 | p12 | 0 | 0 | 0 | EPS
d28 | p13 | 0 | 0 | 0 | EPS
d28 | p14 | 0 | 0 | 0 | EPS
d28 | p15 | 0 | 0 | 0 | EPS
d28 | p16 | 0 | 0 | 0 | EPS
d28 | p17 | 0 | 0 | 0 | EPS
d28 | p18 | 0 | 0 | 0 | EPS
d28 | p19 | 0 | 0 | 0 | EPS
d28 | p20 | 0 | 0 | 0 | EPS
d28 | p21 | 0 | 0 | 0 | EPS
d28 | p22 | 0 | 0 | 0 | EPS
d28 | p23 | 0 | 0 | 0 | EPS
d28 | p24 | 0 | 0 | 0 | EPS
d29 | p1 | 0 | 0 | 0 | EPS
d29 | p2 | 0 | 0 | 0 | EPS
d29 | p3 | 0 | 0 | 0 | EPS
d29 | p4 | 0 | 0 | 0 | EPS
d29 | p5 | 0 | 0 | 0 | EPS
d29 | p6 | 0 | 0 | 0 | EPS
d29 | p7 | 0 | 0 | 0 | EPS
d29 | p8 | 0 | 0 | 0 | EPS
d29 | p9 | 0 | 0 | 0 | EPS
d29 | p10 | 0 | 0 | 0 | EPS
d29 | p11 | 0 | 0 | 0 | EPS
d29 | p12 | 0 | 0 | 0 | EPS
d29 | p13 | 0 | 0 | 0 | EPS
d29 | p14 | 0 | 0 | 0 | EPS
d29 | p15 | 0 | 0 | 0 | EPS
d29 | p16 | 0 | 0 | 0 | EPS
d29 | p17 | 0 | 0 | 0 | EPS
d29 | p18 | 0 | 0 | 0 | EPS
d29 | p19 | 0 | 0 | 0 | EPS
d29 | p20 | 0 | 0 | 0 | EPS
d29 | p21 | 0 | 0 | 0 | EPS
d29 | p22 | 0 | 0 | 0 | EPS
d29 | p23 | 0 | 0 | 0 | EPS
d29 | p24 | 0 | 0 | 0 | EPS
d30 | p1 | 0 | 0 | 0 | EPS
d30 | p2 | 0 | 0 | 0 | EPS
d30 | p3 | 0 | 0 | 0 | EPS
d30 | p4 | 0 | 0 | 0 | EPS
d30 | p5 | 0 | 0 | 0 | EPS
d30 | p6 | 0 | 0 | 0 | EPS
d30 | p7 | 0 | 0 | 0 | EPS
d30 | p8 | 0 | 0 | 0 | EPS
d30 | p9 | 0 | 0 | 0 | EPS
d30 | p10 | 0 | 0 | 0 | EPS
d30 | p11 | 0 | 0 | 0 | EPS
d30 | p12 | 0 | 0 | 0 | EPS
d30 | p13 | 0 | 0 | 0 | EPS
d30 | p14 | 0 | 0 | 0 | EPS
d30 | p15 | 0 | 0 | 0 | EPS
d30 | p16 | 0 | 0 | 0 | EPS
d30 | p17 | 0 | 0 | 0 | EPS
d30 | p18 | 0 | 0 | 0 | EPS
d30 | p19 | 0 | 0 | 0 | EPS
d30 | p20 | 0 | 0 | 0 | EPS
d30 | p21 | 0 | 0 | 0 | EPS
d30 | p22 | 0 | 0 | 0 | EPS
d30 | p23 | 0 | 0 | 0 | EPS
d30 | p24 | 0 | 0 | 0 | EPS
d31 | p1 | 0 | 0 | 0 | EPS
d31 | p2 | 0 | 0 | 0 | EPS
d31 | p3 | 0 | 0 | 0 | EPS
d31 | p4 | 0 | 0 | 0 | EPS
d31 | p5 | 0 | 0 | 0 | EPS
d31 | p6 | 0 | 0 | 0 | EPS
d31 | p7 | 0 | 0 | 0 | EPS
d31 | p8 | 0 | 0 | 0 | EPS
d31 | p9 | 0 | 0 | 0 | EPS
d31 | p10 | 0 | 0 | 0 | EPS
d31 | p11 | 0 | 0 | 0 | EPS
d31 | p12 | 0 | 0 | 0 | EPS
d31 | p13 | 0 | 0 | 0 | EPS
d31 | p14 | 0 | 0 | 0 | EPS
d31 | p15 | 0 | 0 | 0 | EPS
d31 | p16 | 0 | 0 | 0 | EPS
d31 | p17 | 0 | 0 | 0 | EPS
d31 | p18 | 0 | 0 | 0 | EPS
d31 | p19 | 0 | 0 | 0 | EPS
d31 | p20 | 0 | 0 | 0 | EPS
d31 | p21 | 0 | 0 | 0 | EPS
d31 | p22 | 0 | 0 | 0 | EPS
d31 | p23 | 0 | 0 | 0 | EPS
d31 | p24 | 0 | 0 | 0 | EPS

## EQ9_EnergyGen
TOC
EQ9_EnergyGen | (equation) | Amount of energy generated in each time step (MWH)
d | p | Lowerbound | Value | Upperbound | Marginal
d1 | p1 | 0 | 0 | 0 | 34.4499
d1 | p2 | 0 | 0 | 0 | 34.4101
d1 | p3 | 0 | 0 | 0 | 34.3894
d1 | p4 | 0 | 0 | 0 | 34.3892
d1 | p5 | 0 | 0 | 0 | 34.3946
d1 | p6 | 0 | 0 | 0 | 34.4123
d1 | p7 | 0 | 0 | 0 | 34.4774
d1 | p8 | 0 | 0 | 0 | 36.6732
d1 | p9 | 0 | 0 | 0 | 59.2846
d1 | p10 | 0 | 0 | 0 | 61.2534
d1 | p11 | 0 | 0 | 0 | 61.1504
d1 | p12 | 0 | 0 | 0 | 59.8872
d1 | p13 | 0 | 0 | 0 | 57.6349
d1 | p14 | 0 | 0 | 0 | 54.5587
d1 | p15 | 0 | 0 | 0 | 53.2409
d1 | p16 | 0 | 0 | 0 | 51.7758
d1 | p17 | 0 | 0 | 0 | 51.0365
d1 | p18 | 0 | 0 | 0 | 51.2174
d1 | p19 | 0 | 0 | 0 | 53.7825
d1 | p20 | 0 | 0 | 0 | 69.1907
d1 | p21 | 0 | 0 | 0 | 72.9018
d1 | p22 | 0 | 0 | 0 | 70.803
d1 | p23 | 0 | 0 | 0 | 59.2038
d1 | p24 | 0 | 0 | 0 | 49.4373
d2 | p1 | 0 | 0 | 0 | 34.4499
d2 | p2 | 0 | 0 | 0 | 34.4101
d2 | p3 | 0 | 0 | 0 | 34.3894
d2 | p4 | 0 | 0 | 0 | 34.3892
d2 | p5 | 0 | 0 | 0 | 34.3946
d2 | p6 | 0 | 0 | 0 | 34.4123
d2 | p7 | 0 | 0 | 0 | 34.4774
d2 | p8 | 0 | 0 | 0 | 36.6732
d2 | p9 | 0 | 0 | 0 | 59.2846
d2 | p10 | 0 | 0 | 0 | 61.2534
d2 | p11 | 0 | 0 | 0 | 61.1504
d2 | p12 | 0 | 0 | 0 | 59.8872
d2 | p13 | 0 | 0 | 0 | 57.6349
d2 | p14 | 0 | 0 | 0 | 54.5587
d2 | p15 | 0 | 0 | 0 | 53.2409
d2 | p16 | 0 | 0 | 0 | 51.7758
d2 | p17 | 0 | 0 | 0 | 51.0365
d2 | p18 | 0 | 0 | 0 | 51.2174
d2 | p19 | 0 | 0 | 0 | 53.7825
d2 | p20 | 0 | 0 | 0 | 69.1907
d2 | p21 | 0 | 0 | 0 | 72.9018
d2 | p22 | 0 | 0 | 0 | 70.803
d2 | p23 | 0 | 0 | 0 | 59.2038
d2 | p24 | 0 | 0 | 0 | 49.4373
d3 | p1 | 0 | 0 | 0 | 34.4499
d3 | p2 | 0 | 0 | 0 | 34.4101
d3 | p3 | 0 | 0 | 0 | 34.3894
d3 | p4 | 0 | 0 | 0 | 34.3892
d3 | p5 | 0 | 0 | 0 | 34.3946
d3 | p6 | 0 | 0 | 0 | 34.4123
d3 | p7 | 0 | 0 | 0 | 34.4774
d3 | p8 | 0 | 0 | 0 | 36.6732
d3 | p9 | 0 | 0 | 0 | 59.2846
d3 | p10 | 0 | 0 | 0 | 61.2534
d3 | p11 | 0 | 0 | 0 | 61.1504
d3 | p12 | 0 | 0 | 0 | 59.8872
d3 | p13 | 0 | 0 | 0 | 57.6349
d3 | p14 | 0 | 0 | 0 | 54.5587
d3 | p15 | 0 | 0 | 0 | 53.2409
d3 | p16 | 0 | 0 | 0 | 51.7758
d3 | p17 | 0 | 0 | 0 | 51.0365
d3 | p18 | 0 | 0 | 0 | 51.2174
d3 | p19 | 0 | 0 | 0 | 53.7825
d3 | p20 | 0 | 0 | 0 | 69.1907
d3 | p21 | 0 | 0 | 0 | 72.9018
d3 | p22 | 0 | 0 | 0 | 70.803
d3 | p23 | 0 | 0 | 0 | 59.2038
d3 | p24 | 0 | 0 | 0 | 49.4373
d4 | p1 | 0 | 0 | 0 | 34.4499
d4 | p2 | 0 | 0 | 0 | 34.4101
d4 | p3 | 0 | 0 | 0 | 34.3894
d4 | p4 | 0 | 0 | 0 | 34.3892
d4 | p5 | 0 | 0 | 0 | 34.3946
d4 | p6 | 0 | 0 | 0 | 34.4123
d4 | p7 | 0 | 0 | 0 | 34.4774
d4 | p8 | 0 | 0 | 0 | 36.6732
d4 | p9 | 0 | 0 | 0 | 59.2846
d4 | p10 | 0 | 0 | 0 | 61.2534
d4 | p11 | 0 | 0 | 0 | 61.1504
d4 | p12 | 0 | 0 | 0 | 59.8872
d4 | p13 | 0 | 0 | 0 | 57.6349
d4 | p14 | 0 | 0 | 0 | 54.5587
d4 | p15 | 0 | 0 | 0 | 53.2409
d4 | p16 | 0 | 0 | 0 | 51.7758
d4 | p17 | 0 | 0 | 0 | 51.0365
d4 | p18 | 0 | 0 | 0 | 51.2174
d4 | p19 | 0 | 0 | 0 | 53.7825
d4 | p20 | 0 | 0 | 0 | 69.1907
d4 | p21 | 0 | 0 | 0 | 72.9018
d4 | p22 | 0 | 0 | 0 | 70.803
d4 | p23 | 0 | 0 | 0 | 59.2038
d4 | p24 | 0 | 0 | 0 | 49.4373
d5 | p1 | 0 | 0 | 0 | 34.4499
d5 | p2 | 0 | 0 | 0 | 34.4101
d5 | p3 | 0 | 0 | 0 | 34.3894
d5 | p4 | 0 | 0 | 0 | 34.3892
d5 | p5 | 0 | 0 | 0 | 34.3946
d5 | p6 | 0 | 0 | 0 | 34.4123
d5 | p7 | 0 | 0 | 0 | 34.4774
d5 | p8 | 0 | 0 | 0 | 36.6732
d5 | p9 | 0 | 0 | 0 | 59.2846
d5 | p10 | 0 | 0 | 0 | 61.2534
d5 | p11 | 0 | 0 | 0 | 61.1504
d5 | p12 | 0 | 0 | 0 | 59.8872
d5 | p13 | 0 | 0 | 0 | 57.6349
d5 | p14 | 0 | 0 | 0 | 54.5587
d5 | p15 | 0 | 0 | 0 | 53.2409
d5 | p16 | 0 | 0 | 0 | 51.7758
d5 | p17 | 0 | 0 | 0 | 51.0365
d5 | p18 | 0 | 0 | 0 | 51.2174
d5 | p19 | 0 | 0 | 0 | 53.7825
d5 | p20 | 0 | 0 | 0 | 69.1907
d5 | p21 | 0 | 0 | 0 | 72.9018
d5 | p22 | 0 | 0 | 0 | 70.803
d5 | p23 | 0 | 0 | 0 | 59.2038
d5 | p24 | 0 | 0 | 0 | 49.4373
d6 | p1 | 0 | 0 | 0 | 34.4499
d6 | p2 | 0 | 0 | 0 | 34.4101
d6 | p3 | 0 | 0 | 0 | 34.3894
d6 | p4 | 0 | 0 | 0 | 34.3892
d6 | p5 | 0 | 0 | 0 | 34.3946
d6 | p6 | 0 | 0 | 0 | 34.4123
d6 | p7 | 0 | 0 | 0 | 34.4774
d6 | p8 | 0 | 0 | 0 | 36.6732
d6 | p9 | 0 | 0 | 0 | 59.2846
d6 | p10 | 0 | 0 | 0 | 61.2534
d6 | p11 | 0 | 0 | 0 | 61.1504
d6 | p12 | 0 | 0 | 0 | 59.8872
d6 | p13 | 0 | 0 | 0 | 57.6349
d6 | p14 | 0 | 0 | 0 | 54.5587
d6 | p15 | 0 | 0 | 0 | 53.2409
d6 | p16 | 0 | 0 | 0 | 51.7758
d6 | p17 | 0 | 0 | 0 | 51.0365
d6 | p18 | 0 | 0 | 0 | 51.2174
d6 | p19 | 0 | 0 | 0 | 53.7825
d6 | p20 | 0 | 0 | 0 | 69.1907
d6 | p21 | 0 | 0 | 0 | 72.9018
d6 | p22 | 0 | 0 | 0 | 70.803
d6 | p23 | 0 | 0 | 0 | 59.2038
d6 | p24 | 0 | 0 | 0 | 49.4373
d7 | p1 | 0 | 0 | 0 | 34.4499
d7 | p2 | 0 | 0 | 0 | 34.4101
d7 | p3 | 0 | 0 | 0 | 34.3894
d7 | p4 | 0 | 0 | 0 | 34.3892
d7 | p5 | 0 | 0 | 0 | 34.3946
d7 | p6 | 0 | 0 | 0 | 34.4123
d7 | p7 | 0 | 0 | 0 | 34.4774
d7 | p8 | 0 | 0 | 0 | 36.6732
d7 | p9 | 0 | 0 | 0 | 59.2846
d7 | p10 | 0 | 0 | 0 | 61.2534
d7 | p11 | 0 | 0 | 0 | 61.1504
d7 | p12 | 0 | 0 | 0 | 59.8872
d7 | p13 | 0 | 0 | 0 | 57.6349
d7 | p14 | 0 | 0 | 0 | 54.5587
d7 | p15 | 0 | 0 | 0 | 53.2409
d7 | p16 | 0 | 0 | 0 | 51.7758
d7 | p17 | 0 | 0 | 0 | 51.0365
d7 | p18 | 0 | 0 | 0 | 51.2174
d7 | p19 | 0 | 0 | 0 | 53.7825
d7 | p20 | 0 | 0 | 0 | 69.1907
d7 | p21 | 0 | 0 | 0 | 72.9018
d7 | p22 | 0 | 0 | 0 | 70.803
d7 | p23 | 0 | 0 | 0 | 59.2038
d7 | p24 | 0 | 0 | 0 | 49.4373
d8 | p1 | 0 | 0 | 0 | 34.4499
d8 | p2 | 0 | 0 | 0 | 34.4101
d8 | p3 | 0 | 0 | 0 | 34.3894
d8 | p4 | 0 | 0 | 0 | 34.3892
d8 | p5 | 0 | 0 | 0 | 34.3946
d8 | p6 | 0 | 0 | 0 | 34.4123
d8 | p7 | 0 | 0 | 0 | 34.4774
d8 | p8 | 0 | 0 | 0 | 36.6732
d8 | p9 | 0 | 0 | 0 | 59.2846
d8 | p10 | 0 | 0 | 0 | 61.2534
d8 | p11 | 0 | 0 | 0 | 61.1504
d8 | p12 | 0 | 0 | 0 | 59.8872
d8 | p13 | 0 | 0 | 0 | 57.6349
d8 | p14 | 0 | 0 | 0 | 54.5587
d8 | p15 | 0 | 0 | 0 | 53.2409
d8 | p16 | 0 | 0 | 0 | 51.7758
d8 | p17 | 0 | 0 | 0 | 51.0365
d8 | p18 | 0 | 0 | 0 | 51.2174
d8 | p19 | 0 | 0 | 0 | 53.7825
d8 | p20 | 0 | 0 | 0 | 69.1907
d8 | p21 | 0 | 0 | 0 | 72.9018
d8 | p22 | 0 | 0 | 0 | 70.803
d8 | p23 | 0 | 0 | 0 | 59.2038
d8 | p24 | 0 | 0 | 0 | 49.4373
d9 | p1 | 0 | 0 | 0 | 34.4499
d9 | p2 | 0 | 0 | 0 | 34.4101
d9 | p3 | 0 | 0 | 0 | 34.3894
d9 | p4 | 0 | 0 | 0 | 34.3892
d9 | p5 | 0 | 0 | 0 | 34.3946
d9 | p6 | 0 | 0 | 0 | 34.4123
d9 | p7 | 0 | 0 | 0 | 34.4774
d9 | p8 | 0 | 0 | 0 | 36.6732
d9 | p9 | 0 | 0 | 0 | 59.2846
d9 | p10 | 0 | 0 | 0 | 61.2534
d9 | p11 | 0 | 0 | 0 | 61.1504
d9 | p12 | 0 | 0 | 0 | 59.8872
d9 | p13 | 0 | 0 | 0 | 57.6349
d9 | p14 | 0 | 0 | 0 | 54.5587
d9 | p15 | 0 | 0 | 0 | 53.2409
d9 | p16 | 0 | 0 | 0 | 51.7758
d9 | p17 | 0 | 0 | 0 | 51.0365
d9 | p18 | 0 | 0 | 0 | 51.2174
d9 | p19 | 0 | 0 | 0 | 53.7825
d9 | p20 | 0 | 0 | 0 | 69.1907
d9 | p21 | 0 | 0 | 0 | 72.9018
d9 | p22 | 0 | 0 | 0 | 70.803
d9 | p23 | 0 | 0 | 0 | 59.2038
d9 | p24 | 0 | 0 | 0 | 49.4373
d10 | p1 | 0 | 0 | 0 | 34.4499
d10 | p2 | 0 | 0 | 0 | 34.4101
d10 | p3 | 0 | 0 | 0 | 34.3894
d10 | p4 | 0 | 0 | 0 | 34.3892
d10 | p5 | 0 | 0 | 0 | 34.3946
d10 | p6 | 0 | 0 | 0 | 34.4123
d10 | p7 | 0 | 0 | 0 | 34.4774
d10 | p8 | 0 | 0 | 0 | 36.6732
d10 | p9 | 0 | 0 | 0 | 59.2846
d10 | p10 | 0 | 0 | 0 | 61.2534
d10 | p11 | 0 | 0 | 0 | 61.1504
d10 | p12 | 0 | 0 | 0 | 59.8872
d10 | p13 | 0 | 0 | 0 | 57.6349
d10 | p14 | 0 | 0 | 0 | 54.5587
d10 | p15 | 0 | 0 | 0 | 53.2409
d10 | p16 | 0 | 0 | 0 | 51.7758
d10 | p17 | 0 | 0 | 0 | 51.0365
d10 | p18 | 0 | 0 | 0 | 51.2174
d10 | p19 | 0 | 0 | 0 | 53.7825
d10 | p20 | 0 | 0 | 0 | 69.1907
d10 | p21 | 0 | 0 | 0 | 72.9018
d10 | p22 | 0 | 0 | 0 | 70.803
d10 | p23 | 0 | 0 | 0 | 59.2038
d10 | p24 | 0 | 0 | 0 | 49.4373
d11 | p1 | 0 | 0 | 0 | 34.4499
d11 | p2 | 0 | 0 | 0 | 34.4101
d11 | p3 | 0 | 0 | 0 | 34.3894
d11 | p4 | 0 | 0 | 0 | 34.3892
d11 | p5 | 0 | 0 | 0 | 34.3946
d11 | p6 | 0 | 0 | 0 | 34.4123
d11 | p7 | 0 | 0 | 0 | 34.4774
d11 | p8 | 0 | 0 | 0 | 36.6732
d11 | p9 | 0 | 0 | 0 | 59.2846
d11 | p10 | 0 | 0 | 0 | 61.2534
d11 | p11 | 0 | 0 | 0 | 61.1504
d11 | p12 | 0 | 0 | 0 | 59.8872
d11 | p13 | 0 | 0 | 0 | 57.6349
d11 | p14 | 0 | 0 | 0 | 54.5587
d11 | p15 | 0 | 0 | 0 | 53.2409
d11 | p16 | 0 | 0 | 0 | 51.7758
d11 | p17 | 0 | 0 | 0 | 51.0365
d11 | p18 | 0 | 0 | 0 | 51.2174
d11 | p19 | 0 | 0 | 0 | 53.7825
d11 | p20 | 0 | 0 | 0 | 69.1907
d11 | p21 | 0 | 0 | 0 | 72.9018
d11 | p22 | 0 | 0 | 0 | 70.803
d11 | p23 | 0 | 0 | 0 | 59.2038
d11 | p24 | 0 | 0 | 0 | 49.4373
d12 | p1 | 0 | 0 | 0 | 34.4499
d12 | p2 | 0 | 0 | 0 | 34.4101
d12 | p3 | 0 | 0 | 0 | 34.3894
d12 | p4 | 0 | 0 | 0 | 34.3892
d12 | p5 | 0 | 0 | 0 | 34.3946
d12 | p6 | 0 | 0 | 0 | 34.4123
d12 | p7 | 0 | 0 | 0 | 34.4774
d12 | p8 | 0 | 0 | 0 | 36.6732
d12 | p9 | 0 | 0 | 0 | 59.2846
d12 | p10 | 0 | 0 | 0 | 61.2534
d12 | p11 | 0 | 0 | 0 | 61.1504
d12 | p12 | 0 | 0 | 0 | 59.8872
d12 | p13 | 0 | 0 | 0 | 57.6349
d12 | p14 | 0 | 0 | 0 | 54.5587
d12 | p15 | 0 | 0 | 0 | 53.2409
d12 | p16 | 0 | 0 | 0 | 51.7758
d12 | p17 | 0 | 0 | 0 | 51.0365
d12 | p18 | 0 | 0 | 0 | 51.2174
d12 | p19 | 0 | 0 | 0 | 53.7825
d12 | p20 | 0 | 0 | 0 | 69.1907
d12 | p21 | 0 | 0 | 0 | 72.9018
d12 | p22 | 0 | 0 | 0 | 70.803
d12 | p23 | 0 | 0 | 0 | 59.2038
d12 | p24 | 0 | 0 | 0 | 49.4373
d13 | p1 | 0 | 0 | 0 | 34.4499
d13 | p2 | 0 | 0 | 0 | 34.4101
d13 | p3 | 0 | 0 | 0 | 34.3894
d13 | p4 | 0 | 0 | 0 | 34.3892
d13 | p5 | 0 | 0 | 0 | 34.3946
d13 | p6 | 0 | 0 | 0 | 34.4123
d13 | p7 | 0 | 0 | 0 | 34.4774
d13 | p8 | 0 | 0 | 0 | 36.6732
d13 | p9 | 0 | 0 | 0 | 59.2846
d13 | p10 | 0 | 0 | 0 | 61.2534
d13 | p11 | 0 | 0 | 0 | 61.1504
d13 | p12 | 0 | 0 | 0 | 59.8872
d13 | p13 | 0 | 0 | 0 | 57.6349
d13 | p14 | 0 | 0 | 0 | 54.5587
d13 | p15 | 0 | 0 | 0 | 53.2409
d13 | p16 | 0 | 0 | 0 | 51.7758
d13 | p17 | 0 | 0 | 0 | 51.0365
d13 | p18 | 0 | 0 | 0 | 51.2174
d13 | p19 | 0 | 0 | 0 | 53.7825
d13 | p20 | 0 | 0 | 0 | 69.1907
d13 | p21 | 0 | 0 | 0 | 72.9018
d13 | p22 | 0 | 0 | 0 | 70.803
d13 | p23 | 0 | 0 | 0 | 59.2038
d13 | p24 | 0 | 0 | 0 | 49.4373
d14 | p1 | 0 | 0 | 0 | 34.4499
d14 | p2 | 0 | 0 | 0 | 34.4101
d14 | p3 | 0 | 0 | 0 | 34.3894
d14 | p4 | 0 | 0 | 0 | 34.3892
d14 | p5 | 0 | 0 | 0 | 34.3946
d14 | p6 | 0 | 0 | 0 | 34.4123
d14 | p7 | 0 | 0 | 0 | 34.4774
d14 | p8 | 0 | 0 | 0 | 36.6732
d14 | p9 | 0 | 0 | 0 | 59.2846
d14 | p10 | 0 | 0 | 0 | 61.2534
d14 | p11 | 0 | 0 | 0 | 61.1504
d14 | p12 | 0 | 0 | 0 | 59.8872
d14 | p13 | 0 | 0 | 0 | 57.6349
d14 | p14 | 0 | 0 | 0 | 54.5587
d14 | p15 | 0 | 0 | 0 | 53.2409
d14 | p16 | 0 | 0 | 0 | 51.7758
d14 | p17 | 0 | 0 | 0 | 51.0365
d14 | p18 | 0 | 0 | 0 | 51.2174
d14 | p19 | 0 | 0 | 0 | 53.7825
d14 | p20 | 0 | 0 | 0 | 69.1907
d14 | p21 | 0 | 0 | 0 | 72.9018
d14 | p22 | 0 | 0 | 0 | 70.803
d14 | p23 | 0 | 0 | 0 | 59.2038
d14 | p24 | 0 | 0 | 0 | 49.4373
d15 | p1 | 0 | 0 | 0 | 34.4499
d15 | p2 | 0 | 0 | 0 | 34.4101
d15 | p3 | 0 | 0 | 0 | 34.3894
d15 | p4 | 0 | 0 | 0 | 34.3892
d15 | p5 | 0 | 0 | 0 | 34.3946
d15 | p6 | 0 | 0 | 0 | 34.4123
d15 | p7 | 0 | 0 | 0 | 34.4774
d15 | p8 | 0 | 0 | 0 | 36.6732
d15 | p9 | 0 | 0 | 0 | 59.2846
d15 | p10 | 0 | 0 | 0 | 61.2534
d15 | p11 | 0 | 0 | 0 | 61.1504
d15 | p12 | 0 | 0 | 0 | 59.8872
d15 | p13 | 0 | 0 | 0 | 57.6349
d15 | p14 | 0 | 0 | 0 | 54.5587
d15 | p15 | 0 | 0 | 0 | 53.2409
d15 | p16 | 0 | 0 | 0 | 51.7758
d15 | p17 | 0 | 0 | 0 | 51.0365
d15 | p18 | 0 | 0 | 0 | 51.2174
d15 | p19 | 0 | 0 | 0 | 53.7825
d15 | p20 | 0 | 0 | 0 | 69.1907
d15 | p21 | 0 | 0 | 0 | 72.9018
d15 | p22 | 0 | 0 | 0 | 70.803
d15 | p23 | 0 | 0 | 0 | 59.2038
d15 | p24 | 0 | 0 | 0 | 49.4373
d16 | p1 | 0 | 0 | 0 | 34.4499
d16 | p2 | 0 | 0 | 0 | 34.4101
d16 | p3 | 0 | 0 | 0 | 34.3894
d16 | p4 | 0 | 0 | 0 | 34.3892
d16 | p5 | 0 | 0 | 0 | 34.3946
d16 | p6 | 0 | 0 | 0 | 34.4123
d16 | p7 | 0 | 0 | 0 | 34.4774
d16 | p8 | 0 | 0 | 0 | 36.6732
d16 | p9 | 0 | 0 | 0 | 59.2846
d16 | p10 | 0 | 0 | 0 | 61.2534
d16 | p11 | 0 | 0 | 0 | 61.1504
d16 | p12 | 0 | 0 | 0 | 59.8872
d16 | p13 | 0 | 0 | 0 | 57.6349
d16 | p14 | 0 | 0 | 0 | 54.5587
d16 | p15 | 0 | 0 | 0 | 53.2409
d16 | p16 | 0 | 0 | 0 | 51.7758
d16 | p17 | 0 | 0 | 0 | 51.0365
d16 | p18 | 0 | 0 | 0 | 51.2174
d16 | p19 | 0 | 0 | 0 | 53.7825
d16 | p20 | 0 | 0 | 0 | 69.1907
d16 | p21 | 0 | 0 | 0 | 72.9018
d16 | p22 | 0 | 0 | 0 | 70.803
d16 | p23 | 0 | 0 | 0 | 59.2038
d16 | p24 | 0 | 0 | 0 | 49.4373
d17 | p1 | 0 | 0 | 0 | 34.4499
d17 | p2 | 0 | 0 | 0 | 34.4101
d17 | p3 | 0 | 0 | 0 | 34.3894
d17 | p4 | 0 | 0 | 0 | 34.3892
d17 | p5 | 0 | 0 | 0 | 34.3946
d17 | p6 | 0 | 0 | 0 | 34.4123
d17 | p7 | 0 | 0 | 0 | 34.4774
d17 | p8 | 0 | 0 | 0 | 36.6732
d17 | p9 | 0 | 0 | 0 | 59.2846
d17 | p10 | 0 | 0 | 0 | 61.2534
d17 | p11 | 0 | 0 | 0 | 61.1504
d17 | p12 | 0 | 0 | 0 | 59.8872
d17 | p13 | 0 | 0 | 0 | 57.6349
d17 | p14 | 0 | 0 | 0 | 54.5587
d17 | p15 | 0 | 0 | 0 | 53.2409
d17 | p16 | 0 | 0 | 0 | 51.7758
d17 | p17 | 0 | 0 | 0 | 51.0365
d17 | p18 | 0 | 0 | 0 | 51.2174
d17 | p19 | 0 | 0 | 0 | 53.7825
d17 | p20 | 0 | 0 | 0 | 69.1907
d17 | p21 | 0 | 0 | 0 | 72.9018
d17 | p22 | 0 | 0 | 0 | 70.803
d17 | p23 | 0 | 0 | 0 | 59.2038
d17 | p24 | 0 | 0 | 0 | 49.4373
d18 | p1 | 0 | 0 | 0 | 34.4499
d18 | p2 | 0 | 0 | 0 | 34.4101
d18 | p3 | 0 | 0 | 0 | 34.3894
d18 | p4 | 0 | 0 | 0 | 34.3892
d18 | p5 | 0 | 0 | 0 | 34.3946
d18 | p6 | 0 | 0 | 0 | 34.4123
d18 | p7 | 0 | 0 | 0 | 34.4774
d18 | p8 | 0 | 0 | 0 | 36.6732
d18 | p9 | 0 | 0 | 0 | 59.2846
d18 | p10 | 0 | 0 | 0 | 61.2534
d18 | p11 | 0 | 0 | 0 | 61.1504
d18 | p12 | 0 | 0 | 0 | 59.8872
d18 | p13 | 0 | 0 | 0 | 57.6349
d18 | p14 | 0 | 0 | 0 | 54.5587
d18 | p15 | 0 | 0 | 0 | 53.2409
d18 | p16 | 0 | 0 | 0 | 51.7758
d18 | p17 | 0 | 0 | 0 | 51.0365
d18 | p18 | 0 | 0 | 0 | 51.2174
d18 | p19 | 0 | 0 | 0 | 53.7825
d18 | p20 | 0 | 0 | 0 | 69.1907
d18 | p21 | 0 | 0 | 0 | 72.9018
d18 | p22 | 0 | 0 | 0 | 70.803
d18 | p23 | 0 | 0 | 0 | 59.2038
d18 | p24 | 0 | 0 | 0 | 49.4373
d19 | p1 | 0 | 0 | 0 | 34.4499
d19 | p2 | 0 | 0 | 0 | 34.4101
d19 | p3 | 0 | 0 | 0 | 34.3894
d19 | p4 | 0 | 0 | 0 | 34.3892
d19 | p5 | 0 | 0 | 0 | 34.3946
d19 | p6 | 0 | 0 | 0 | 34.4123
d19 | p7 | 0 | 0 | 0 | 34.4774
d19 | p8 | 0 | 0 | 0 | 36.6732
d19 | p9 | 0 | 0 | 0 | 59.2846
d19 | p10 | 0 | 0 | 0 | 61.2534
d19 | p11 | 0 | 0 | 0 | 61.1504
d19 | p12 | 0 | 0 | 0 | 59.8872
d19 | p13 | 0 | 0 | 0 | 57.6349
d19 | p14 | 0 | 0 | 0 | 54.5587
d19 | p15 | 0 | 0 | 0 | 53.2409
d19 | p16 | 0 | 0 | 0 | 51.7758
d19 | p17 | 0 | 0 | 0 | 51.0365
d19 | p18 | 0 | 0 | 0 | 51.2174
d19 | p19 | 0 | 0 | 0 | 53.7825
d19 | p20 | 0 | 0 | 0 | 69.1907
d19 | p21 | 0 | 0 | 0 | 72.9018
d19 | p22 | 0 | 0 | 0 | 70.803
d19 | p23 | 0 | 0 | 0 | 59.2038
d19 | p24 | 0 | 0 | 0 | 49.4373
d20 | p1 | 0 | 0 | 0 | 34.4499
d20 | p2 | 0 | 0 | 0 | 34.4101
d20 | p3 | 0 | 0 | 0 | 34.3894
d20 | p4 | 0 | 0 | 0 | 34.3892
d20 | p5 | 0 | 0 | 0 | 34.3946
d20 | p6 | 0 | 0 | 0 | 34.4123
d20 | p7 | 0 | 0 | 0 | 34.4774
d20 | p8 | 0 | 0 | 0 | 36.6732
d20 | p9 | 0 | 0 | 0 | 59.2846
d20 | p10 | 0 | 0 | 0 | 61.2534
d20 | p11 | 0 | 0 | 0 | 61.1504
d20 | p12 | 0 | 0 | 0 | 59.8872
d20 | p13 | 0 | 0 | 0 | 57.6349
d20 | p14 | 0 | 0 | 0 | 54.5587
d20 | p15 | 0 | 0 | 0 | 53.2409
d20 | p16 | 0 | 0 | 0 | 51.7758
d20 | p17 | 0 | 0 | 0 | 51.0365
d20 | p18 | 0 | 0 | 0 | 51.2174
d20 | p19 | 0 | 0 | 0 | 53.7825
d20 | p20 | 0 | 0 | 0 | 69.1907
d20 | p21 | 0 | 0 | 0 | 72.9018
d20 | p22 | 0 | 0 | 0 | 70.803
d20 | p23 | 0 | 0 | 0 | 59.2038
d20 | p24 | 0 | 0 | 0 | 49.4373
d21 | p1 | 0 | 0 | 0 | 34.4499
d21 | p2 | 0 | 0 | 0 | 34.4101
d21 | p3 | 0 | 0 | 0 | 34.3894
d21 | p4 | 0 | 0 | 0 | 34.3892
d21 | p5 | 0 | 0 | 0 | 34.3946
d21 | p6 | 0 | 0 | 0 | 34.4123
d21 | p7 | 0 | 0 | 0 | 34.4774
d21 | p8 | 0 | 0 | 0 | 36.6732
d21 | p9 | 0 | 0 | 0 | 59.2846
d21 | p10 | 0 | 0 | 0 | 61.2534
d21 | p11 | 0 | 0 | 0 | 61.1504
d21 | p12 | 0 | 0 | 0 | 59.8872
d21 | p13 | 0 | 0 | 0 | 57.6349
d21 | p14 | 0 | 0 | 0 | 54.5587
d21 | p15 | 0 | 0 | 0 | 53.2409
d21 | p16 | 0 | 0 | 0 | 51.7758
d21 | p17 | 0 | 0 | 0 | 51.0365
d21 | p18 | 0 | 0 | 0 | 51.2174
d21 | p19 | 0 | 0 | 0 | 53.7825
d21 | p20 | 0 | 0 | 0 | 69.1907
d21 | p21 | 0 | 0 | 0 | 72.9018
d21 | p22 | 0 | 0 | 0 | 70.803
d21 | p23 | 0 | 0 | 0 | 59.2038
d21 | p24 | 0 | 0 | 0 | 49.4373
d22 | p1 | 0 | 0 | 0 | 34.4499
d22 | p2 | 0 | 0 | 0 | 34.4101
d22 | p3 | 0 | 0 | 0 | 34.3894
d22 | p4 | 0 | 0 | 0 | 34.3892
d22 | p5 | 0 | 0 | 0 | 34.3946
d22 | p6 | 0 | 0 | 0 | 34.4123
d22 | p7 | 0 | 0 | 0 | 34.4774
d22 | p8 | 0 | 0 | 0 | 36.6732
d22 | p9 | 0 | 0 | 0 | 59.2846
d22 | p10 | 0 | 0 | 0 | 61.2534
d22 | p11 | 0 | 0 | 0 | 61.1504
d22 | p12 | 0 | 0 | 0 | 59.8872
d22 | p13 | 0 | 0 | 0 | 57.6349
d22 | p14 | 0 | 0 | 0 | 54.5587
d22 | p15 | 0 | 0 | 0 | 53.2409
d22 | p16 | 0 | 0 | 0 | 51.7758
d22 | p17 | 0 | 0 | 0 | 51.0365
d22 | p18 | 0 | 0 | 0 | 51.2174
d22 | p19 | 0 | 0 | 0 | 53.7825
d22 | p20 | 0 | 0 | 0 | 69.1907
d22 | p21 | 0 | 0 | 0 | 72.9018
d22 | p22 | 0 | 0 | 0 | 70.803
d22 | p23 | 0 | 0 | 0 | 59.2038
d22 | p24 | 0 | 0 | 0 | 49.4373
d23 | p1 | 0 | 0 | 0 | 34.4499
d23 | p2 | 0 | 0 | 0 | 34.4101
d23 | p3 | 0 | 0 | 0 | 34.3894
d23 | p4 | 0 | 0 | 0 | 34.3892
d23 | p5 | 0 | 0 | 0 | 34.3946
d23 | p6 | 0 | 0 | 0 | 34.4123
d23 | p7 | 0 | 0 | 0 | 34.4774
d23 | p8 | 0 | 0 | 0 | 36.6732
d23 | p9 | 0 | 0 | 0 | 59.2846
d23 | p10 | 0 | 0 | 0 | 61.2534
d23 | p11 | 0 | 0 | 0 | 61.1504
d23 | p12 | 0 | 0 | 0 | 59.8872
d23 | p13 | 0 | 0 | 0 | 57.6349
d23 | p14 | 0 | 0 | 0 | 54.5587
d23 | p15 | 0 | 0 | 0 | 53.2409
d23 | p16 | 0 | 0 | 0 | 51.7758
d23 | p17 | 0 | 0 | 0 | 51.0365
d23 | p18 | 0 | 0 | 0 | 51.2174
d23 | p19 | 0 | 0 | 0 | 53.7825
d23 | p20 | 0 | 0 | 0 | 69.1907
d23 | p21 | 0 | 0 | 0 | 72.9018
d23 | p22 | 0 | 0 | 0 | 70.803
d23 | p23 | 0 | 0 | 0 | 59.2038
d23 | p24 | 0 | 0 | 0 | 49.4373
d24 | p1 | 0 | 0 | 0 | 34.4499
d24 | p2 | 0 | 0 | 0 | 34.4101
d24 | p3 | 0 | 0 | 0 | 34.3894
d24 | p4 | 0 | 0 | 0 | 34.3892
d24 | p5 | 0 | 0 | 0 | 34.3946
d24 | p6 | 0 | 0 | 0 | 34.4123
d24 | p7 | 0 | 0 | 0 | 34.4774
d24 | p8 | 0 | 0 | 0 | 36.6732
d24 | p9 | 0 | 0 | 0 | 59.2846
d24 | p10 | 0 | 0 | 0 | 61.2534
d24 | p11 | 0 | 0 | 0 | 61.1504
d24 | p12 | 0 | 0 | 0 | 59.8872
d24 | p13 | 0 | 0 | 0 | 57.6349
d24 | p14 | 0 | 0 | 0 | 54.5587
d24 | p15 | 0 | 0 | 0 | 53.2409
d24 | p16 | 0 | 0 | 0 | 51.7758
d24 | p17 | 0 | 0 | 0 | 51.0365
d24 | p18 | 0 | 0 | 0 | 51.2174
d24 | p19 | 0 | 0 | 0 | 53.7825
d24 | p20 | 0 | 0 | 0 | 69.1907
d24 | p21 | 0 | 0 | 0 | 72.9018
d24 | p22 | 0 | 0 | 0 | 70.803
d24 | p23 | 0 | 0 | 0 | 59.2038
d24 | p24 | 0 | 0 | 0 | 49.4373
d25 | p1 | 0 | 0 | 0 | 34.4499
d25 | p2 | 0 | 0 | 0 | 34.4101
d25 | p3 | 0 | 0 | 0 | 34.3894
d25 | p4 | 0 | 0 | 0 | 34.3892
d25 | p5 | 0 | 0 | 0 | 34.3946
d25 | p6 | 0 | 0 | 0 | 34.4123
d25 | p7 | 0 | 0 | 0 | 34.4774
d25 | p8 | 0 | 0 | 0 | 36.6732
d25 | p9 | 0 | 0 | 0 | 59.2846
d25 | p10 | 0 | 0 | 0 | 61.2534
d25 | p11 | 0 | 0 | 0 | 61.1504
d25 | p12 | 0 | 0 | 0 | 59.8872
d25 | p13 | 0 | 0 | 0 | 57.6349
d25 | p14 | 0 | 0 | 0 | 54.5587
d25 | p15 | 0 | 0 | 0 | 53.2409
d25 | p16 | 0 | 0 | 0 | 51.7758
d25 | p17 | 0 | 0 | 0 | 51.0365
d25 | p18 | 0 | 0 | 0 | 51.2174
d25 | p19 | 0 | 0 | 0 | 53.7825
d25 | p20 | 0 | 0 | 0 | 69.1907
d25 | p21 | 0 | 0 | 0 | 72.9018
d25 | p22 | 0 | 0 | 0 | 70.803
d25 | p23 | 0 | 0 | 0 | 59.2038
d25 | p24 | 0 | 0 | 0 | 49.4373
d26 | p1 | 0 | 0 | 0 | 34.4499
d26 | p2 | 0 | 0 | 0 | 34.4101
d26 | p3 | 0 | 0 | 0 | 34.3894
d26 | p4 | 0 | 0 | 0 | 34.3892
d26 | p5 | 0 | 0 | 0 | 34.3946
d26 | p6 | 0 | 0 | 0 | 34.4123
d26 | p7 | 0 | 0 | 0 | 34.4774
d26 | p8 | 0 | 0 | 0 | 36.6732
d26 | p9 | 0 | 0 | 0 | 59.2846
d26 | p10 | 0 | 0 | 0 | 61.2534
d26 | p11 | 0 | 0 | 0 | 61.1504
d26 | p12 | 0 | 0 | 0 | 59.8872
d26 | p13 | 0 | 0 | 0 | 57.6349
d26 | p14 | 0 | 0 | 0 | 54.5587
d26 | p15 | 0 | 0 | 0 | 53.2409
d26 | p16 | 0 | 0 | 0 | 51.7758
d26 | p17 | 0 | 0 | 0 | 51.0365
d26 | p18 | 0 | 0 | 0 | 51.2174
d26 | p19 | 0 | 0 | 0 | 53.7825
d26 | p20 | 0 | 0 | 0 | 69.1907
d26 | p21 | 0 | 0 | 0 | 72.9018
d26 | p22 | 0 | 0 | 0 | 70.803
d26 | p23 | 0 | 0 | 0 | 59.2038
d26 | p24 | 0 | 0 | 0 | 49.4373
d27 | p1 | 0 | 0 | 0 | 34.4499
d27 | p2 | 0 | 0 | 0 | 34.4101
d27 | p3 | 0 | 0 | 0 | 34.3894
d27 | p4 | 0 | 0 | 0 | 34.3892
d27 | p5 | 0 | 0 | 0 | 34.3946
d27 | p6 | 0 | 0 | 0 | 34.4123
d27 | p7 | 0 | 0 | 0 | 34.4774
d27 | p8 | 0 | 0 | 0 | 36.6732
d27 | p9 | 0 | 0 | 0 | 59.2846
d27 | p10 | 0 | 0 | 0 | 61.2534
d27 | p11 | 0 | 0 | 0 | 61.1504
d27 | p12 | 0 | 0 | 0 | 59.8872
d27 | p13 | 0 | 0 | 0 | 57.6349
d27 | p14 | 0 | 0 | 0 | 54.5587
d27 | p15 | 0 | 0 | 0 | 53.2409
d27 | p16 | 0 | 0 | 0 | 51.7758
d27 | p17 | 0 | 0 | 0 | 51.0365
d27 | p18 | 0 | 0 | 0 | 51.2174
d27 | p19 | 0 | 0 | 0 | 53.7825
d27 | p20 | 0 | 0 | 0 | 69.1907
d27 | p21 | 0 | 0 | 0 | 72.9018
d27 | p22 | 0 | 0 | 0 | 70.803
d27 | p23 | 0 | 0 | 0 | 59.2038
d27 | p24 | 0 | 0 | 0 | 49.4373
d28 | p1 | 0 | 0 | 0 | 34.4499
d28 | p2 | 0 | 0 | 0 | 34.4101
d28 | p3 | 0 | 0 | 0 | 34.3894
d28 | p4 | 0 | 0 | 0 | 34.3892
d28 | p5 | 0 | 0 | 0 | 34.3946
d28 | p6 | 0 | 0 | 0 | 34.4123
d28 | p7 | 0 | 0 | 0 | 34.4774
d28 | p8 | 0 | 0 | 0 | 36.6732
d28 | p9 | 0 | 0 | 0 | 59.2846
d28 | p10 | 0 | 0 | 0 | 61.2534
d28 | p11 | 0 | 0 | 0 | 61.1504
d28 | p12 | 0 | 0 | 0 | 59.8872
d28 | p13 | 0 | 0 | 0 | 57.6349
d28 | p14 | 0 | 0 | 0 | 54.5587
d28 | p15 | 0 | 0 | 0 | 53.2409
d28 | p16 | 0 | 0 | 0 | 51.7758
d28 | p17 | 0 | 0 | 0 | 51.0365
d28 | p18 | 0 | 0 | 0 | 51.2174
d28 | p19 | 0 | 0 | 0 | 53.7825
d28 | p20 | 0 | 0 | 0 | 69.1907
d28 | p21 | 0 | 0 | 0 | 72.9018
d28 | p22 | 0 | 0 | 0 | 70.803
d28 | p23 | 0 | 0 | 0 | 59.2038
d28 | p24 | 0 | 0 | 0 | 49.4373
d29 | p1 | 0 | 0 | 0 | 34.4499
d29 | p2 | 0 | 0 | 0 | 34.4101
d29 | p3 | 0 | 0 | 0 | 34.3894
d29 | p4 | 0 | 0 | 0 | 34.3892
d29 | p5 | 0 | 0 | 0 | 34.3946
d29 | p6 | 0 | 0 | 0 | 34.4123
d29 | p7 | 0 | 0 | 0 | 34.4774
d29 | p8 | 0 | 0 | 0 | 36.6732
d29 | p9 | 0 | 0 | 0 | 59.2846
d29 | p10 | 0 | 0 | 0 | 61.2534
d29 | p11 | 0 | 0 | 0 | 61.1504
d29 | p12 | 0 | 0 | 0 | 59.8872
d29 | p13 | 0 | 0 | 0 | 57.6349
d29 | p14 | 0 | 0 | 0 | 54.5587
d29 | p15 | 0 | 0 | 0 | 53.2409
d29 | p16 | 0 | 0 | 0 | 51.7758
d29 | p17 | 0 | 0 | 0 | 51.0365
d29 | p18 | 0 | 0 | 0 | 51.2174
d29 | p19 | 0 | 0 | 0 | 53.7825
d29 | p20 | 0 | 0 | 0 | 69.1907
d29 | p21 | 0 | 0 | 0 | 72.9018
d29 | p22 | 0 | 0 | 0 | 70.803
d29 | p23 | 0 | 0 | 0 | 59.2038
d29 | p24 | 0 | 0 | 0 | 49.4373
d30 | p1 | 0 | 0 | 0 | 34.4499
d30 | p2 | 0 | 0 | 0 | 34.4101
d30 | p3 | 0 | 0 | 0 | 34.3894
d30 | p4 | 0 | 0 | 0 | 34.3892
d30 | p5 | 0 | 0 | 0 | 34.3946
d30 | p6 | 0 | 0 | 0 | 34.4123
d30 | p7 | 0 | 0 | 0 | 34.4774
d30 | p8 | 0 | 0 | 0 | 36.6732
d30 | p9 | 0 | 0 | 0 | 59.2846
d30 | p10 | 0 | 0 | 0 | 61.2534
d30 | p11 | 0 | 0 | 0 | 61.1504
d30 | p12 | 0 | 0 | 0 | 59.8872
d30 | p13 | 0 | 0 | 0 | 57.6349
d30 | p14 | 0 | 0 | 0 | 54.5587
d30 | p15 | 0 | 0 | 0 | 53.2409
d30 | p16 | 0 | 0 | 0 | 51.7758
d30 | p17 | 0 | 0 | 0 | 51.0365
d30 | p18 | 0 | 0 | 0 | 51.2174
d30 | p19 | 0 | 0 | 0 | 53.7825
d30 | p20 | 0 | 0 | 0 | 69.1907
d30 | p21 | 0 | 0 | 0 | 72.9018
d30 | p22 | 0 | 0 | 0 | 70.803
d30 | p23 | 0 | 0 | 0 | 59.2038
d30 | p24 | 0 | 0 | 0 | 49.4373
d31 | p1 | 0 | 0 | 0 | 34.4499
d31 | p2 | 0 | 0 | 0 | 34.4101
d31 | p3 | 0 | 0 | 0 | 34.3894
d31 | p4 | 0 | 0 | 0 | 34.3892
d31 | p5 | 0 | 0 | 0 | 34.3946
d31 | p6 | 0 | 0 | 0 | 34.4123
d31 | p7 | 0 | 0 | 0 | 34.4774
d31 | p8 | 0 | 0 | 0 | 36.6732
d31 | p9 | 0 | 0 | 0 | 59.2846
d31 | p10 | 0 | 0 | 0 | 61.2534
d31 | p11 | 0 | 0 | 0 | 61.1504
d31 | p12 | 0 | 0 | 0 | 59.8872
d31 | p13 | 0 | 0 | 0 | 57.6349
d31 | p14 | 0 | 0 | 0 | 54.5587
d31 | p15 | 0 | 0 | 0 | 53.2409
d31 | p16 | 0 | 0 | 0 | 51.7758
d31 | p17 | 0 | 0 | 0 | 51.0365
d31 | p18 | 0 | 0 | 0 | 51.2174
d31 | p19 | 0 | 0 | 0 | 53.7825
d31 | p20 | 0 | 0 | 0 | 69.1907
d31 | p21 | 0 | 0 | 0 | 72.9018
d31 | p22 | 0 | 0 | 0 | 70.803
d31 | p23 | 0 | 0 | 0 | 59.2038
d31 | p24 | 0 | 0 | 0 | 49.4373

## Inflow
TOC
Inflow | (parameter) | Inflow to reservoir (cfs)
d | Value
d1 | 7322
d2 | 5155
d3 | 6414
d4 | 6760
d5 | 8584
d6 | 6101
d7 | 5989
d8 | 6438
d9 | 6183
d10 | 6917
d11 | 9559
d12 | 3421
d13 | 7062
d14 | 2442
d15 | 8119
d16 | 4748
d17 | 5695
d18 | 6804
d19 | 7371
d20 | 6264
d21 | 4414
d22 | 8744
d23 | 7745
d24 | 5693
d25 | 5449
d26 | 9228
d27 | 4726
d28 | 7666
d29 | 7609
d30 | 4267
d31 | 6267

## ModelResults
TOC
ModelResults | (parameter) | Store solution status of the scenarios i.e. whether the solution found is optimal or not?
modpar | Value
ModStat | 1
SolStat | 1

## modpar
TOC
modpar | (set) | Saving model parameter for each of the scenario
dim1
ModStat | Model Status
SolStat | Solve Status

## observed_release
TOC
observed_release | (parameter) | observed release during March 2018 averaged over hourly timestep (cfs)
d | p | Value
d1 | p1 | 14100
d1 | p2 | 14075
d1 | p3 | 13675
d1 | p4 | 12800
d1 | p5 | 12000
d1 | p6 | 11350
d1 | p7 | 11175
d1 | p8 | 11725
d1 | p9 | 12600
d1 | p10 | 13275
d1 | p11 | 13725
d1 | p12 | 13825
d1 | p13 | 13575
d1 | p14 | 12950
d1 | p15 | 12350
d1 | p16 | 11875
d1 | p17 | 11650
d1 | p18 | 11650
d1 | p19 | 12050
d1 | p20 | 13025
d1 | p21 | 14325
d1 | p22 | 15275
d1 | p23 | 15875
d1 | p24 | 16100
d2 | p1 | 15600
d2 | p2 | 14775
d2 | p3 | 13625
d2 | p4 | 12350
d2 | p5 | 11300
d2 | p6 | 10600
d2 | p7 | 10375
d2 | p8 | 10725
d2 | p9 | 11575
d2 | p10 | 12550
d2 | p11 | 13300
d2 | p12 | 13750
d2 | p13 | 13825
d2 | p14 | 13750
d2 | p15 | 13500
d2 | p16 | 13425
d2 | p17 | 13275
d2 | p18 | 13400
d2 | p19 | 13825
d2 | p20 | 14525
d2 | p21 | 15400
d2 | p22 | 16000
d2 | p23 | 16250
d2 | p24 | 15850
d3 | p1 | 14800
d3 | p2 | 13400
d3 | p3 | 12125
d3 | p4 | 11100
d3 | p5 | 10350
d3 | p6 | 9852.5
d3 | p7 | 9560
d3 | p8 | 9665
d3 | p9 | 10550
d3 | p10 | 11675
d3 | p11 | 12700
d3 | p12 | 13550
d3 | p13 | 13925
d3 | p14 | 13700
d3 | p15 | 12850
d3 | p16 | 11925
d3 | p17 | 11325
d3 | p18 | 11325
d3 | p19 | 12000
d3 | p20 | 13050
d3 | p21 | 14325
d3 | p22 | 15375
d3 | p23 | 16050
d3 | p24 | 16225
d4 | p1 | 15775
d4 | p2 | 14700
d4 | p3 | 13500
d4 | p4 | 12300
d4 | p5 | 11325
d4 | p6 | 10725
d4 | p7 | 10300
d4 | p8 | 9995
d4 | p9 | 10090
d4 | p10 | 10725
d4 | p11 | 11375
d4 | p12 | 11550
d4 | p13 | 11525
d4 | p14 | 11425
d4 | p15 | 11325
d4 | p16 | 11475
d4 | p17 | 11750
d4 | p18 | 12050
d4 | p19 | 12475
d4 | p20 | 13025
d4 | p21 | 13625
d4 | p22 | 14050
d4 | p23 | 14250
d4 | p24 | 14200
d5 | p1 | 13675
d5 | p2 | 12925
d5 | p3 | 12200
d5 | p4 | 11400
d5 | p5 | 10700
d5 | p6 | 10350
d5 | p7 | 10425
d5 | p8 | 11075
d5 | p9 | 12400
d5 | p10 | 13900
d5 | p11 | 14900
d5 | p12 | 15450
d5 | p13 | 15700
d5 | p14 | 15675
d5 | p15 | 15450
d5 | p16 | 15225
d5 | p17 | 15100
d5 | p18 | 15200
d5 | p19 | 15400
d5 | p20 | 15675
d5 | p21 | 15900
d5 | p22 | 16100
d5 | p23 | 16100
d5 | p24 | 15425
d6 | p1 | 14225
d6 | p2 | 12750
d6 | p3 | 11450
d6 | p4 | 10525
d6 | p5 | 9925
d6 | p6 | 9680
d6 | p7 | 9797.5
d6 | p8 | 10500
d6 | p9 | 11950
d6 | p10 | 13625
d6 | p11 | 14900
d6 | p12 | 15650
d6 | p13 | 15850
d6 | p14 | 15850
d6 | p15 | 15625
d6 | p16 | 15325
d6 | p17 | 15075
d6 | p18 | 15050
d6 | p19 | 15350
d6 | p20 | 15850
d6 | p21 | 16250
d6 | p22 | 16475
d6 | p23 | 16600
d6 | p24 | 16500
d7 | p1 | 15850
d7 | p2 | 14700
d7 | p3 | 13250
d7 | p4 | 11900
d7 | p5 | 10950
d7 | p6 | 10400
d7 | p7 | 10350
d7 | p8 | 11025
d7 | p9 | 12400
d7 | p10 | 13975
d7 | p11 | 15175
d7 | p12 | 15675
d7 | p13 | 15700
d7 | p14 | 15375
d7 | p15 | 15175
d7 | p16 | 14975
d7 | p17 | 14875
d7 | p18 | 14950
d7 | p19 | 15425
d7 | p20 | 15925
d7 | p21 | 16350
d7 | p22 | 16525
d7 | p23 | 16525
d7 | p24 | 15900
d8 | p1 | 14725
d8 | p2 | 13300
d8 | p3 | 11950
d8 | p4 | 11000
d8 | p5 | 10350
d8 | p6 | 9980
d8 | p7 | 9915
d8 | p8 | 10500
d8 | p9 | 12000
d8 | p10 | 13725
d8 | p11 | 14900
d8 | p12 | 15425
d8 | p13 | 15450
d8 | p14 | 15325
d8 | p15 | 15125
d8 | p16 | 14975
d8 | p17 | 14875
d8 | p18 | 15050
d8 | p19 | 15525
d8 | p20 | 15950
d8 | p21 | 16300
d8 | p22 | 16500
d8 | p23 | 16425
d8 | p24 | 15875
d9 | p1 | 14775
d9 | p2 | 13300
d9 | p3 | 11950
d9 | p4 | 10900
d9 | p5 | 10275
d9 | p6 | 9860
d9 | p7 | 9670
d9 | p8 | 10010
d9 | p9 | 11275
d9 | p10 | 13025
d9 | p11 | 14400
d9 | p12 | 15225
d9 | p13 | 15275
d9 | p14 | 15050
d9 | p15 | 14725
d9 | p16 | 14625
d9 | p17 | 14525
d9 | p18 | 14675
d9 | p19 | 15200
d9 | p20 | 15650
d9 | p21 | 16025
d9 | p22 | 16275
d9 | p23 | 16275
d9 | p24 | 15800
d10 | p1 | 14750
d10 | p2 | 13500
d10 | p3 | 12275
d10 | p4 | 11350
d10 | p5 | 10850
d10 | p6 | 10550
d10 | p7 | 10450
d10 | p8 | 10650
d10 | p9 | 11225
d10 | p10 | 11950
d10 | p11 | 12425
d10 | p12 | 12775
d10 | p13 | 13200
d10 | p14 | 13350
d10 | p15 | 12975
d10 | p16 | 12525
d10 | p17 | 12100
d10 | p18 | 11950
d10 | p19 | 12300
d10 | p20 | 13275
d10 | p21 | 14425
d10 | p22 | 15200
d10 | p23 | 15600
d10 | p24 | 15375
d11 | p1 | 14525
d11 | p2 | 13275
d11 | p3 | 11950
d11 | p4 | 10850
d11 | p5 | 10010
d11 | p6 | 9420
d11 | p7 | 9257.5
d11 | p8 | 9595
d11 | p9 | 10500
d11 | p10 | 11500
d11 | p11 | 12175
d11 | p12 | 12400
d11 | p13 | 12400
d11 | p14 | 12425
d11 | p15 | 12400
d11 | p16 | 12450
d11 | p17 | 12600
d11 | p18 | 12850
d11 | p19 | 13250
d11 | p20 | 13725
d11 | p21 | 14000
d11 | p22 | 14150
d11 | p23 | 14175
d11 | p24 | 13725
d12 | p1 | 12725
d12 | p2 | 11625
d12 | p3 | 10725
d12 | p4 | 10065
d12 | p5 | 9612.5
d12 | p6 | 9340
d12 | p7 | 9380
d12 | p8 | 10080
d12 | p9 | 11850
d12 | p10 | 13675
d12 | p11 | 14800
d12 | p12 | 15175
d12 | p13 | 15325
d12 | p14 | 15425
d12 | p15 | 15400
d12 | p16 | 15425
d12 | p17 | 15425
d12 | p18 | 15650
d12 | p19 | 16025
d12 | p20 | 16275
d12 | p21 | 16450
d12 | p22 | 16475
d12 | p23 | 16200
d12 | p24 | 15525
d13 | p1 | 14300
d13 | p2 | 12825
d13 | p3 | 11500
d13 | p4 | 10525
d13 | p5 | 9910
d13 | p6 | 9535
d13 | p7 | 9545
d13 | p8 | 10215
d13 | p9 | 11325
d13 | p10 | 12100
d13 | p11 | 12550
d13 | p12 | 12750
d13 | p13 | 12825
d13 | p14 | 12900
d13 | p15 | 13000
d13 | p16 | 13025
d13 | p17 | 13100
d13 | p18 | 13225
d13 | p19 | 13475
d13 | p20 | 14150
d13 | p21 | 14800
d13 | p22 | 15425
d13 | p23 | 15875
d13 | p24 | 16075
d14 | p1 | 15625
d14 | p2 | 14575
d14 | p3 | 13150
d14 | p4 | 11825
d14 | p5 | 10900
d14 | p6 | 10325
d14 | p7 | 10175
d14 | p8 | 10875
d14 | p9 | 12425
d14 | p10 | 14025
d14 | p11 | 15125
d14 | p12 | 15550
d14 | p13 | 15625
d14 | p14 | 15575
d14 | p15 | 15350
d14 | p16 | 15250
d14 | p17 | 15275
d14 | p18 | 15550
d14 | p19 | 15975
d14 | p20 | 16425
d14 | p21 | 16550
d14 | p22 | 16350
d14 | p23 | 15875
d14 | p24 | 15175
d15 | p1 | 14125
d15 | p2 | 12875
d15 | p3 | 11875
d15 | p4 | 10925
d15 | p5 | 10250
d15 | p6 | 9860
d15 | p7 | 9885
d15 | p8 | 10700
d15 | p9 | 12400
d15 | p10 | 14275
d15 | p11 | 15275
d15 | p12 | 15725
d15 | p13 | 15725
d15 | p14 | 15650
d15 | p15 | 15475
d15 | p16 | 15400
d15 | p17 | 15350
d15 | p18 | 15625
d15 | p19 | 16125
d15 | p20 | 16500
d15 | p21 | 16725
d15 | p22 | 16800
d15 | p23 | 16475
d15 | p24 | 15700
d16 | p1 | 14475
d16 | p2 | 12975
d16 | p3 | 11650
d16 | p4 | 10650
d16 | p5 | 10070
d16 | p6 | 9790
d16 | p7 | 9865
d16 | p8 | 10725
d16 | p9 | 12425
d16 | p10 | 14150
d16 | p11 | 15200
d16 | p12 | 15550
d16 | p13 | 15600
d16 | p14 | 15575
d16 | p15 | 15375
d16 | p16 | 15250
d16 | p17 | 15275
d16 | p18 | 15575
d16 | p19 | 16100
d16 | p20 | 16375
d16 | p21 | 16625
d16 | p22 | 16675
d16 | p23 | 16425
d16 | p24 | 15625
d17 | p1 | 14400
d17 | p2 | 12925
d17 | p3 | 11575
d17 | p4 | 10625
d17 | p5 | 10015
d17 | p6 | 9562.5
d17 | p7 | 9390
d17 | p8 | 9642.5
d17 | p9 | 10700
d17 | p10 | 12025
d17 | p11 | 12975
d17 | p12 | 13675
d17 | p13 | 13975
d17 | p14 | 14075
d17 | p15 | 13775
d17 | p16 | 13250
d17 | p17 | 13100
d17 | p18 | 13600
d17 | p19 | 14525
d17 | p20 | 15475
d17 | p21 | 16000
d17 | p22 | 16350
d17 | p23 | 16500
d17 | p24 | 15975
d18 | p1 | 14925
d18 | p2 | 13575
d18 | p3 | 12250
d18 | p4 | 11150
d18 | p5 | 10350
d18 | p6 | 9865
d18 | p7 | 9670
d18 | p8 | 9950
d18 | p9 | 10800
d18 | p10 | 11750
d18 | p11 | 12525
d18 | p12 | 12900
d18 | p13 | 12850
d18 | p14 | 12850
d18 | p15 | 12750
d18 | p16 | 12850
d18 | p17 | 12800
d18 | p18 | 12850
d18 | p19 | 13000
d18 | p20 | 13400
d18 | p21 | 13850
d18 | p22 | 14125
d18 | p23 | 14225
d18 | p24 | 13800
d19 | p1 | 12700
d19 | p2 | 11600
d19 | p3 | 10750
d19 | p4 | 10135
d19 | p5 | 9700
d19 | p6 | 9450
d19 | p7 | 9497.5
d19 | p8 | 10305
d19 | p9 | 12125
d19 | p10 | 14025
d19 | p11 | 15150
d19 | p12 | 15550
d19 | p13 | 15575
d19 | p14 | 15375
d19 | p15 | 14975
d19 | p16 | 14550
d19 | p17 | 14325
d19 | p18 | 14800
d19 | p19 | 15525
d19 | p20 | 16125
d19 | p21 | 16500
d19 | p22 | 16625
d19 | p23 | 16350
d19 | p24 | 15525
d20 | p1 | 14375
d20 | p2 | 13225
d20 | p3 | 12150
d20 | p4 | 11375
d20 | p5 | 10925
d20 | p6 | 10800
d20 | p7 | 10925
d20 | p8 | 11750
d20 | p9 | 13200
d20 | p10 | 14725
d20 | p11 | 15700
d20 | p12 | 16225
d20 | p13 | 16375
d20 | p14 | 16300
d20 | p15 | 15975
d20 | p16 | 15725
d20 | p17 | 15700
d20 | p18 | 15925
d20 | p19 | 16275
d20 | p20 | 16600
d20 | p21 | 16750
d20 | p22 | 16800
d20 | p23 | 16600
d20 | p24 | 15925
d21 | p1 | 14500
d21 | p2 | 12925
d21 | p3 | 11550
d21 | p4 | 10550
d21 | p5 | 9945
d21 | p6 | 9600
d21 | p7 | 9690
d21 | p8 | 10700
d21 | p9 | 12450
d21 | p10 | 14250
d21 | p11 | 15425
d21 | p12 | 16075
d21 | p13 | 16225
d21 | p14 | 16175
d21 | p15 | 16225
d21 | p16 | 16225
d21 | p17 | 16200
d21 | p18 | 16275
d21 | p19 | 16475
d21 | p20 | 16625
d21 | p21 | 16725
d21 | p22 | 16600
d21 | p23 | 16400
d21 | p24 | 15650
d22 | p1 | 14425
d22 | p2 | 12875
d22 | p3 | 11550
d22 | p4 | 10600
d22 | p5 | 9990
d22 | p6 | 9720
d22 | p7 | 9930
d22 | p8 | 10975
d22 | p9 | 12575
d22 | p10 | 14175
d22 | p11 | 15200
d22 | p12 | 15750
d22 | p13 | 15925
d22 | p14 | 16075
d22 | p15 | 16075
d22 | p16 | 15875
d22 | p17 | 15800
d22 | p18 | 16025
d22 | p19 | 16375
d22 | p20 | 16450
d22 | p21 | 16500
d22 | p22 | 16475
d22 | p23 | 16200
d22 | p24 | 15375
d23 | p1 | 14025
d23 | p2 | 12650
d23 | p3 | 11475
d23 | p4 | 10650
d23 | p5 | 10070
d23 | p6 | 9840
d23 | p7 | 10000
d23 | p8 | 10900
d23 | p9 | 12550
d23 | p10 | 14300
d23 | p11 | 15375
d23 | p12 | 15800
d23 | p13 | 15900
d23 | p14 | 15925
d23 | p15 | 15875
d23 | p16 | 15775
d23 | p17 | 15775
d23 | p18 | 16050
d23 | p19 | 16375
d23 | p20 | 16600
d23 | p21 | 16750
d23 | p22 | 16775
d23 | p23 | 16600
d23 | p24 | 15900
d24 | p1 | 14600
d24 | p2 | 13050
d24 | p3 | 11675
d24 | p4 | 10700
d24 | p5 | 10060
d24 | p6 | 9650
d24 | p7 | 9440
d24 | p8 | 9595
d24 | p9 | 10470
d24 | p10 | 11900
d24 | p11 | 13075
d24 | p12 | 13750
d24 | p13 | 14075
d24 | p14 | 14025
d24 | p15 | 13775
d24 | p16 | 13475
d24 | p17 | 13350
d24 | p18 | 13650
d24 | p19 | 14375
d24 | p20 | 15075
d24 | p21 | 15675
d24 | p22 | 16125
d24 | p23 | 16225
d24 | p24 | 15625
d25 | p1 | 14850
d25 | p2 | 13825
d25 | p3 | 12750
d25 | p4 | 11825
d25 | p5 | 11200
d25 | p6 | 10875
d25 | p7 | 10700
d25 | p8 | 10900
d25 | p9 | 11400
d25 | p10 | 12050
d25 | p11 | 12650
d25 | p12 | 12900
d25 | p13 | 13000
d25 | p14 | 13000
d25 | p15 | 12975
d25 | p16 | 12925
d25 | p17 | 12875
d25 | p18 | 12950
d25 | p19 | 13125
d25 | p20 | 13475
d25 | p21 | 13900
d25 | p22 | 14150
d25 | p23 | 14250
d25 | p24 | 13825
d26 | p1 | 12800
d26 | p2 | 11625
d26 | p3 | 10775
d26 | p4 | 10200
d26 | p5 | 9780
d26 | p6 | 9542.5
d26 | p7 | 9620
d26 | p8 | 10485
d26 | p9 | 12200
d26 | p10 | 13950
d26 | p11 | 15075
d26 | p12 | 15550
d26 | p13 | 15700
d26 | p14 | 15650
d26 | p15 | 15500
d26 | p16 | 15325
d26 | p17 | 15450
d26 | p18 | 15800
d26 | p19 | 16250
d26 | p20 | 16500
d26 | p21 | 16675
d26 | p22 | 16725
d26 | p23 | 16600
d26 | p24 | 15900
d27 | p1 | 14575
d27 | p2 | 12975
d27 | p3 | 11600
d27 | p4 | 10675
d27 | p5 | 10110
d27 | p6 | 9750
d27 | p7 | 9810
d27 | p8 | 10700
d27 | p9 | 12400
d27 | p10 | 14075
d27 | p11 | 15350
d27 | p12 | 15850
d27 | p13 | 15900
d27 | p14 | 15800
d27 | p15 | 15450
d27 | p16 | 15150
d27 | p17 | 15125
d27 | p18 | 15425
d27 | p19 | 15700
d27 | p20 | 15925
d27 | p21 | 16250
d27 | p22 | 16425
d27 | p23 | 16400
d27 | p24 | 15650
d28 | p1 | 14400
d28 | p2 | 12825
d28 | p3 | 11525
d28 | p4 | 10600
d28 | p5 | 10035
d28 | p6 | 9720
d28 | p7 | 9800
d28 | p8 | 10675
d28 | p9 | 12350
d28 | p10 | 14000
d28 | p11 | 15025
d28 | p12 | 15550
d28 | p13 | 15650
d28 | p14 | 15625
d28 | p15 | 15450
d28 | p16 | 15275
d28 | p17 | 15325
d28 | p18 | 15625
d28 | p19 | 16075
d28 | p20 | 16500
d28 | p21 | 16675
d28 | p22 | 16750
d28 | p23 | 16600
d28 | p24 | 15850
d29 | p1 | 14600
d29 | p2 | 13175
d29 | p3 | 11900
d29 | p4 | 10925
d29 | p5 | 10200
d29 | p6 | 9850
d29 | p7 | 9875
d29 | p8 | 10750
d29 | p9 | 12400
d29 | p10 | 14125
d29 | p11 | 15250
d29 | p12 | 15675
d29 | p13 | 15800
d29 | p14 | 15650
d29 | p15 | 15400
d29 | p16 | 15200
d29 | p17 | 15075
d29 | p18 | 15350
d29 | p19 | 15850
d29 | p20 | 16400
d29 | p21 | 16750
d29 | p22 | 16800
d29 | p23 | 16650
d29 | p24 | 15925
d30 | p1 | 14600
d30 | p2 | 13075
d30 | p3 | 11650
d30 | p4 | 10675
d30 | p5 | 10025
d30 | p6 | 9680
d30 | p7 | 9810
d30 | p8 | 10775
d30 | p9 | 12475
d30 | p10 | 14075
d30 | p11 | 14975
d30 | p12 | 15450
d30 | p13 | 15525
d30 | p14 | 15525
d30 | p15 | 15375
d30 | p16 | 15300
d30 | p17 | 15375
d30 | p18 | 15750
d30 | p19 | 16200
d30 | p20 | 16500
d30 | p21 | 16650
d30 | p22 | 16800
d30 | p23 | 16625
d30 | p24 | 15850
d31 | p1 | 14575
d31 | p2 | 13100
d31 | p3 | 11775
d31 | p4 | 10800
d31 | p5 | 10110
d31 | p6 | 9680
d31 | p7 | 9477.5
d31 | p8 | 9722.5
d31 | p9 | 10775
d31 | p10 | 12150
d31 | p11 | 13350
d31 | p12 | 14175
d31 | p13 | 14400
d31 | p14 | 14250
d31 | p15 | 13950
d31 | p16 | 13575
d31 | p17 | 13400
d31 | p18 | 13600
d31 | p19 | 14175
d31 | p20 | 14975
d31 | p21 | 15600
d31 | p22 | 16225
d31 | p23 | 16450
d31 | p24 | 16175

## p
TOC
p | (set) | time periods during a day
dim1
p1
p2
p3
p4
p5
p6
p7
p8
p9
p10
p11
p12
p13
p14
p15
p16
p17
p18
p19
p20
p21
p22
p23
p24

## release
TOC
release | (variable) | reservoir release on any day d in any period p (cfs)
d | p | Lowerbound | Value | Upperbound | Marginal
d1 | p1 | 0 | 14100 | INF | 0
d1 | p2 | 0 | 14075 | INF | 0
d1 | p3 | 0 | 13675 | INF | 0
d1 | p4 | 0 | 12800 | INF | 0
d1 | p5 | 0 | 12000 | INF | 0
d1 | p6 | 0 | 11350 | INF | 0
d1 | p7 | 0 | 11175 | INF | 0
d1 | p8 | 0 | 11725 | INF | 0
d1 | p9 | 0 | 12600 | INF | 0
d1 | p10 | 0 | 13275 | INF | 0
d1 | p11 | 0 | 13725 | INF | 0
d1 | p12 | 0 | 13825 | INF | 0
d1 | p13 | 0 | 13575 | INF | 0
d1 | p14 | 0 | 12950 | INF | 0
d1 | p15 | 0 | 12350 | INF | 0
d1 | p16 | 0 | 11875 | INF | 0
d1 | p17 | 0 | 11650 | INF | 0
d1 | p18 | 0 | 11650 | INF | 0
d1 | p19 | 0 | 12050 | INF | 0
d1 | p20 | 0 | 13025 | INF | 0
d1 | p21 | 0 | 14325 | INF | 0
d1 | p22 | 0 | 15275 | INF | 0
d1 | p23 | 0 | 15875 | INF | 0
d1 | p24 | 0 | 16100 | INF | 0
d2 | p1 | 0 | 15600 | INF | 0
d2 | p2 | 0 | 14775 | INF | 0
d2 | p3 | 0 | 13625 | INF | 0
d2 | p4 | 0 | 12350 | INF | 0
d2 | p5 | 0 | 11300 | INF | 0
d2 | p6 | 0 | 10600 | INF | 0
d2 | p7 | 0 | 10375 | INF | 0
d2 | p8 | 0 | 10725 | INF | 0
d2 | p9 | 0 | 11575 | INF | 0
d2 | p10 | 0 | 12550 | INF | 0
d2 | p11 | 0 | 13300 | INF | 0
d2 | p12 | 0 | 13750 | INF | 0
d2 | p13 | 0 | 13825 | INF | 0
d2 | p14 | 0 | 13750 | INF | 0
d2 | p15 | 0 | 13500 | INF | 0
d2 | p16 | 0 | 13425 | INF | 0
d2 | p17 | 0 | 13275 | INF | 0
d2 | p18 | 0 | 13400 | INF | 0
d2 | p19 | 0 | 13825 | INF | 0
d2 | p20 | 0 | 14525 | INF | 0
d2 | p21 | 0 | 15400 | INF | 0
d2 | p22 | 0 | 16000 | INF | 0
d2 | p23 | 0 | 16250 | INF | 0
d2 | p24 | 0 | 15850 | INF | 0
d3 | p1 | 0 | 14800 | INF | 0
d3 | p2 | 0 | 13400 | INF | 0
d3 | p3 | 0 | 12125 | INF | 0
d3 | p4 | 0 | 11100 | INF | 0
d3 | p5 | 0 | 10350 | INF | 0
d3 | p6 | 0 | 9852.5 | INF | 0
d3 | p7 | 0 | 9560 | INF | 0
d3 | p8 | 0 | 9665 | INF | 0
d3 | p9 | 0 | 10550 | INF | 0
d3 | p10 | 0 | 11675 | INF | 0
d3 | p11 | 0 | 12700 | INF | 0
d3 | p12 | 0 | 13550 | INF | 0
d3 | p13 | 0 | 13925 | INF | 0
d3 | p14 | 0 | 13700 | INF | 0
d3 | p15 | 0 | 12850 | INF | 0
d3 | p16 | 0 | 11925 | INF | 0
d3 | p17 | 0 | 11325 | INF | 0
d3 | p18 | 0 | 11325 | INF | 0
d3 | p19 | 0 | 12000 | INF | 0
d3 | p20 | 0 | 13050 | INF | 0
d3 | p21 | 0 | 14325 | INF | 0
d3 | p22 | 0 | 15375 | INF | 0
d3 | p23 | 0 | 16050 | INF | 0
d3 | p24 | 0 | 16225 | INF | 0
d4 | p1 | 0 | 15775 | INF | 0
d4 | p2 | 0 | 14700 | INF | 0
d4 | p3 | 0 | 13500 | INF | 0
d4 | p4 | 0 | 12300 | INF | 0
d4 | p5 | 0 | 11325 | INF | 0
d4 | p6 | 0 | 10725 | INF | 0
d4 | p7 | 0 | 10300 | INF | 0
d4 | p8 | 0 | 9995 | INF | 0
d4 | p9 | 0 | 10090 | INF | 0
d4 | p10 | 0 | 10725 | INF | 0
d4 | p11 | 0 | 11375 | INF | 0
d4 | p12 | 0 | 11550 | INF | 0
d4 | p13 | 0 | 11525 | INF | 0
d4 | p14 | 0 | 11425 | INF | 0
d4 | p15 | 0 | 11325 | INF | 0
d4 | p16 | 0 | 11475 | INF | 0
d4 | p17 | 0 | 11750 | INF | 0
d4 | p18 | 0 | 12050 | INF | 0
d4 | p19 | 0 | 12475 | INF | 0
d4 | p20 | 0 | 13025 | INF | 0
d4 | p21 | 0 | 13625 | INF | 0
d4 | p22 | 0 | 14050 | INF | 0
d4 | p23 | 0 | 14250 | INF | 0
d4 | p24 | 0 | 14200 | INF | 0
d5 | p1 | 0 | 13675 | INF | 0
d5 | p2 | 0 | 12925 | INF | 0
d5 | p3 | 0 | 12200 | INF | 0
d5 | p4 | 0 | 11400 | INF | 0
d5 | p5 | 0 | 10700 | INF | 0
d5 | p6 | 0 | 10350 | INF | 0
d5 | p7 | 0 | 10425 | INF | 0
d5 | p8 | 0 | 11075 | INF | 0
d5 | p9 | 0 | 12400 | INF | 0
d5 | p10 | 0 | 13900 | INF | 0
d5 | p11 | 0 | 14900 | INF | 0
d5 | p12 | 0 | 15450 | INF | 0
d5 | p13 | 0 | 15700 | INF | 0
d5 | p14 | 0 | 15675 | INF | 0
d5 | p15 | 0 | 15450 | INF | 0
d5 | p16 | 0 | 15225 | INF | 0
d5 | p17 | 0 | 15100 | INF | 0
d5 | p18 | 0 | 15200 | INF | 0
d5 | p19 | 0 | 15400 | INF | 0
d5 | p20 | 0 | 15675 | INF | 0
d5 | p21 | 0 | 15900 | INF | 0
d5 | p22 | 0 | 16100 | INF | 0
d5 | p23 | 0 | 16100 | INF | 0
d5 | p24 | 0 | 15425 | INF | 0
d6 | p1 | 0 | 14225 | INF | 0
d6 | p2 | 0 | 12750 | INF | 0
d6 | p3 | 0 | 11450 | INF | 0
d6 | p4 | 0 | 10525 | INF | 0
d6 | p5 | 0 | 9925 | INF | 0
d6 | p6 | 0 | 9680 | INF | 0
d6 | p7 | 0 | 9797.5 | INF | 0
d6 | p8 | 0 | 10500 | INF | 0
d6 | p9 | 0 | 11950 | INF | 0
d6 | p10 | 0 | 13625 | INF | 0
d6 | p11 | 0 | 14900 | INF | 0
d6 | p12 | 0 | 15650 | INF | 0
d6 | p13 | 0 | 15850 | INF | 0
d6 | p14 | 0 | 15850 | INF | 0
d6 | p15 | 0 | 15625 | INF | 0
d6 | p16 | 0 | 15325 | INF | 0
d6 | p17 | 0 | 15075 | INF | 0
d6 | p18 | 0 | 15050 | INF | 0
d6 | p19 | 0 | 15350 | INF | 0
d6 | p20 | 0 | 15850 | INF | 0
d6 | p21 | 0 | 16250 | INF | 0
d6 | p22 | 0 | 16475 | INF | 0
d6 | p23 | 0 | 16600 | INF | 0
d6 | p24 | 0 | 16500 | INF | 0
d7 | p1 | 0 | 15850 | INF | 0
d7 | p2 | 0 | 14700 | INF | 0
d7 | p3 | 0 | 13250 | INF | 0
d7 | p4 | 0 | 11900 | INF | 0
d7 | p5 | 0 | 10950 | INF | 0
d7 | p6 | 0 | 10400 | INF | 0
d7 | p7 | 0 | 10350 | INF | 0
d7 | p8 | 0 | 11025 | INF | 0
d7 | p9 | 0 | 12400 | INF | 0
d7 | p10 | 0 | 13975 | INF | 0
d7 | p11 | 0 | 15175 | INF | 0
d7 | p12 | 0 | 15675 | INF | 0
d7 | p13 | 0 | 15700 | INF | 0
d7 | p14 | 0 | 15375 | INF | 0
d7 | p15 | 0 | 15175 | INF | 0
d7 | p16 | 0 | 14975 | INF | 0
d7 | p17 | 0 | 14875 | INF | 0
d7 | p18 | 0 | 14950 | INF | 0
d7 | p19 | 0 | 15425 | INF | 0
d7 | p20 | 0 | 15925 | INF | 0
d7 | p21 | 0 | 16350 | INF | 0
d7 | p22 | 0 | 16525 | INF | 0
d7 | p23 | 0 | 16525 | INF | 0
d7 | p24 | 0 | 15900 | INF | 0
d8 | p1 | 0 | 14725 | INF | 0
d8 | p2 | 0 | 13300 | INF | 0
d8 | p3 | 0 | 11950 | INF | 0
d8 | p4 | 0 | 11000 | INF | 0
d8 | p5 | 0 | 10350 | INF | 0
d8 | p6 | 0 | 9980 | INF | 0
d8 | p7 | 0 | 9915 | INF | 0
d8 | p8 | 0 | 10500 | INF | 0
d8 | p9 | 0 | 12000 | INF | 0
d8 | p10 | 0 | 13725 | INF | 0
d8 | p11 | 0 | 14900 | INF | 0
d8 | p12 | 0 | 15425 | INF | 0
d8 | p13 | 0 | 15450 | INF | 0
d8 | p14 | 0 | 15325 | INF | 0
d8 | p15 | 0 | 15125 | INF | 0
d8 | p16 | 0 | 14975 | INF | 0
d8 | p17 | 0 | 14875 | INF | 0
d8 | p18 | 0 | 15050 | INF | 0
d8 | p19 | 0 | 15525 | INF | 0
d8 | p20 | 0 | 15950 | INF | 0
d8 | p21 | 0 | 16300 | INF | 0
d8 | p22 | 0 | 16500 | INF | 0
d8 | p23 | 0 | 16425 | INF | 0
d8 | p24 | 0 | 15875 | INF | 0
d9 | p1 | 0 | 14775 | INF | 0
d9 | p2 | 0 | 13300 | INF | 0
d9 | p3 | 0 | 11950 | INF | 0
d9 | p4 | 0 | 10900 | INF | 0
d9 | p5 | 0 | 10275 | INF | 0
d9 | p6 | 0 | 9860 | INF | 0
d9 | p7 | 0 | 9670 | INF | 0
d9 | p8 | 0 | 10010 | INF | 0
d9 | p9 | 0 | 11275 | INF | 0
d9 | p10 | 0 | 13025 | INF | 0
d9 | p11 | 0 | 14400 | INF | 0
d9 | p12 | 0 | 15225 | INF | 0
d9 | p13 | 0 | 15275 | INF | 0
d9 | p14 | 0 | 15050 | INF | 0
d9 | p15 | 0 | 14725 | INF | 0
d9 | p16 | 0 | 14625 | INF | 0
d9 | p17 | 0 | 14525 | INF | 0
d9 | p18 | 0 | 14675 | INF | 0
d9 | p19 | 0 | 15200 | INF | 0
d9 | p20 | 0 | 15650 | INF | 0
d9 | p21 | 0 | 16025 | INF | 0
d9 | p22 | 0 | 16275 | INF | 0
d9 | p23 | 0 | 16275 | INF | 0
d9 | p24 | 0 | 15800 | INF | 0
d10 | p1 | 0 | 14750 | INF | 0
d10 | p2 | 0 | 13500 | INF | 0
d10 | p3 | 0 | 12275 | INF | 0
d10 | p4 | 0 | 11350 | INF | 0
d10 | p5 | 0 | 10850 | INF | 0
d10 | p6 | 0 | 10550 | INF | 0
d10 | p7 | 0 | 10450 | INF | 0
d10 | p8 | 0 | 10650 | INF | 0
d10 | p9 | 0 | 11225 | INF | 0
d10 | p10 | 0 | 11950 | INF | 0
d10 | p11 | 0 | 12425 | INF | 0
d10 | p12 | 0 | 12775 | INF | 0
d10 | p13 | 0 | 13200 | INF | 0
d10 | p14 | 0 | 13350 | INF | 0
d10 | p15 | 0 | 12975 | INF | 0
d10 | p16 | 0 | 12525 | INF | 0
d10 | p17 | 0 | 12100 | INF | 0
d10 | p18 | 0 | 11950 | INF | 0
d10 | p19 | 0 | 12300 | INF | 0
d10 | p20 | 0 | 13275 | INF | 0
d10 | p21 | 0 | 14425 | INF | 0
d10 | p22 | 0 | 15200 | INF | 0
d10 | p23 | 0 | 15600 | INF | 0
d10 | p24 | 0 | 15375 | INF | 0
d11 | p1 | 0 | 14525 | INF | 0
d11 | p2 | 0 | 13275 | INF | 0
d11 | p3 | 0 | 11950 | INF | 0
d11 | p4 | 0 | 10850 | INF | 0
d11 | p5 | 0 | 10010 | INF | 0
d11 | p6 | 0 | 9420 | INF | 0
d11 | p7 | 0 | 9257.5 | INF | 0
d11 | p8 | 0 | 9595 | INF | 0
d11 | p9 | 0 | 10500 | INF | 0
d11 | p10 | 0 | 11500 | INF | 0
d11 | p11 | 0 | 12175 | INF | 0
d11 | p12 | 0 | 12400 | INF | 0
d11 | p13 | 0 | 12400 | INF | 0
d11 | p14 | 0 | 12425 | INF | 0
d11 | p15 | 0 | 12400 | INF | 0
d11 | p16 | 0 | 12450 | INF | 0
d11 | p17 | 0 | 12600 | INF | 0
d11 | p18 | 0 | 12850 | INF | 0
d11 | p19 | 0 | 13250 | INF | 0
d11 | p20 | 0 | 13725 | INF | 0
d11 | p21 | 0 | 14000 | INF | 0
d11 | p22 | 0 | 14150 | INF | 0
d11 | p23 | 0 | 14175 | INF | 0
d11 | p24 | 0 | 13725 | INF | 0
d12 | p1 | 0 | 12725 | INF | 0
d12 | p2 | 0 | 11625 | INF | 0
d12 | p3 | 0 | 10725 | INF | 0
d12 | p4 | 0 | 10065 | INF | 0
d12 | p5 | 0 | 9612.5 | INF | 0
d12 | p6 | 0 | 9340 | INF | 0
d12 | p7 | 0 | 9380 | INF | 0
d12 | p8 | 0 | 10080 | INF | 0
d12 | p9 | 0 | 11850 | INF | 0
d12 | p10 | 0 | 13675 | INF | 0
d12 | p11 | 0 | 14800 | INF | 0
d12 | p12 | 0 | 15175 | INF | 0
d12 | p13 | 0 | 15325 | INF | 0
d12 | p14 | 0 | 15425 | INF | 0
d12 | p15 | 0 | 15400 | INF | 0
d12 | p16 | 0 | 15425 | INF | 0
d12 | p17 | 0 | 15425 | INF | 0
d12 | p18 | 0 | 15650 | INF | 0
d12 | p19 | 0 | 16025 | INF | 0
d12 | p20 | 0 | 16275 | INF | 0
d12 | p21 | 0 | 16450 | INF | 0
d12 | p22 | 0 | 16475 | INF | 0
d12 | p23 | 0 | 16200 | INF | 0
d12 | p24 | 0 | 15525 | INF | 0
d13 | p1 | 0 | 14300 | INF | 0
d13 | p2 | 0 | 12825 | INF | 0
d13 | p3 | 0 | 11500 | INF | 0
d13 | p4 | 0 | 10525 | INF | 0
d13 | p5 | 0 | 9910 | INF | 0
d13 | p6 | 0 | 9535 | INF | 0
d13 | p7 | 0 | 9545 | INF | 0
d13 | p8 | 0 | 10215 | INF | 0
d13 | p9 | 0 | 11325 | INF | 0
d13 | p10 | 0 | 12100 | INF | 0
d13 | p11 | 0 | 12550 | INF | 0
d13 | p12 | 0 | 12750 | INF | 0
d13 | p13 | 0 | 12825 | INF | 0
d13 | p14 | 0 | 12900 | INF | 0
d13 | p15 | 0 | 13000 | INF | 0
d13 | p16 | 0 | 13025 | INF | 0
d13 | p17 | 0 | 13100 | INF | 0
d13 | p18 | 0 | 13225 | INF | 0
d13 | p19 | 0 | 13475 | INF | 0
d13 | p20 | 0 | 14150 | INF | 0
d13 | p21 | 0 | 14800 | INF | 0
d13 | p22 | 0 | 15425 | INF | 0
d13 | p23 | 0 | 15875 | INF | 0
d13 | p24 | 0 | 16075 | INF | 0
d14 | p1 | 0 | 15625 | INF | 0
d14 | p2 | 0 | 14575 | INF | 0
d14 | p3 | 0 | 13150 | INF | 0
d14 | p4 | 0 | 11825 | INF | 0
d14 | p5 | 0 | 10900 | INF | 0
d14 | p6 | 0 | 10325 | INF | 0
d14 | p7 | 0 | 10175 | INF | 0
d14 | p8 | 0 | 10875 | INF | 0
d14 | p9 | 0 | 12425 | INF | 0
d14 | p10 | 0 | 14025 | INF | 0
d14 | p11 | 0 | 15125 | INF | 0
d14 | p12 | 0 | 15550 | INF | 0
d14 | p13 | 0 | 15625 | INF | 0
d14 | p14 | 0 | 15575 | INF | 0
d14 | p15 | 0 | 15350 | INF | 0
d14 | p16 | 0 | 15250 | INF | 0
d14 | p17 | 0 | 15275 | INF | 0
d14 | p18 | 0 | 15550 | INF | 0
d14 | p19 | 0 | 15975 | INF | 0
d14 | p20 | 0 | 16425 | INF | 0
d14 | p21 | 0 | 16550 | INF | 0
d14 | p22 | 0 | 16350 | INF | 0
d14 | p23 | 0 | 15875 | INF | 0
d14 | p24 | 0 | 15175 | INF | 0
d15 | p1 | 0 | 14125 | INF | 0
d15 | p2 | 0 | 12875 | INF | 0
d15 | p3 | 0 | 11875 | INF | 0
d15 | p4 | 0 | 10925 | INF | 0
d15 | p5 | 0 | 10250 | INF | 0
d15 | p6 | 0 | 9860 | INF | 0
d15 | p7 | 0 | 9885 | INF | 0
d15 | p8 | 0 | 10700 | INF | 0
d15 | p9 | 0 | 12400 | INF | 0
d15 | p10 | 0 | 14275 | INF | 0
d15 | p11 | 0 | 15275 | INF | 0
d15 | p12 | 0 | 15725 | INF | 0
d15 | p13 | 0 | 15725 | INF | 0
d15 | p14 | 0 | 15650 | INF | 0
d15 | p15 | 0 | 15475 | INF | 0
d15 | p16 | 0 | 15400 | INF | 0
d15 | p17 | 0 | 15350 | INF | 0
d15 | p18 | 0 | 15625 | INF | 0
d15 | p19 | 0 | 16125 | INF | 0
d15 | p20 | 0 | 16500 | INF | 0
d15 | p21 | 0 | 16725 | INF | 0
d15 | p22 | 0 | 16800 | INF | 0
d15 | p23 | 0 | 16475 | INF | 0
d15 | p24 | 0 | 15700 | INF | 0
d16 | p1 | 0 | 14475 | INF | 0
d16 | p2 | 0 | 12975 | INF | 0
d16 | p3 | 0 | 11650 | INF | 0
d16 | p4 | 0 | 10650 | INF | 0
d16 | p5 | 0 | 10070 | INF | 0
d16 | p6 | 0 | 9790 | INF | 0
d16 | p7 | 0 | 9865 | INF | 0
d16 | p8 | 0 | 10725 | INF | 0
d16 | p9 | 0 | 12425 | INF | 0
d16 | p10 | 0 | 14150 | INF | 0
d16 | p11 | 0 | 15200 | INF | 0
d16 | p12 | 0 | 15550 | INF | 0
d16 | p13 | 0 | 15600 | INF | 0
d16 | p14 | 0 | 15575 | INF | 0
d16 | p15 | 0 | 15375 | INF | 0
d16 | p16 | 0 | 15250 | INF | 0
d16 | p17 | 0 | 15275 | INF | 0
d16 | p18 | 0 | 15575 | INF | 0
d16 | p19 | 0 | 16100 | INF | 0
d16 | p20 | 0 | 16375 | INF | 0
d16 | p21 | 0 | 16625 | INF | 0
d16 | p22 | 0 | 16675 | INF | 0
d16 | p23 | 0 | 16425 | INF | 0
d16 | p24 | 0 | 15625 | INF | 0
d17 | p1 | 0 | 14400 | INF | 0
d17 | p2 | 0 | 12925 | INF | 0
d17 | p3 | 0 | 11575 | INF | 0
d17 | p4 | 0 | 10625 | INF | 0
d17 | p5 | 0 | 10015 | INF | 0
d17 | p6 | 0 | 9562.5 | INF | 0
d17 | p7 | 0 | 9390 | INF | 0
d17 | p8 | 0 | 9642.5 | INF | 0
d17 | p9 | 0 | 10700 | INF | 0
d17 | p10 | 0 | 12025 | INF | 0
d17 | p11 | 0 | 12975 | INF | 0
d17 | p12 | 0 | 13675 | INF | 0
d17 | p13 | 0 | 13975 | INF | 0
d17 | p14 | 0 | 14075 | INF | 0
d17 | p15 | 0 | 13775 | INF | 0
d17 | p16 | 0 | 13250 | INF | 0
d17 | p17 | 0 | 13100 | INF | 0
d17 | p18 | 0 | 13600 | INF | 0
d17 | p19 | 0 | 14525 | INF | 0
d17 | p20 | 0 | 15475 | INF | 0
d17 | p21 | 0 | 16000 | INF | 0
d17 | p22 | 0 | 16350 | INF | 0
d17 | p23 | 0 | 16500 | INF | 0
d17 | p24 | 0 | 15975 | INF | 0
d18 | p1 | 0 | 14925 | INF | 0
d18 | p2 | 0 | 13575 | INF | 0
d18 | p3 | 0 | 12250 | INF | 0
d18 | p4 | 0 | 11150 | INF | 0
d18 | p5 | 0 | 10350 | INF | 0
d18 | p6 | 0 | 9865 | INF | 0
d18 | p7 | 0 | 9670 | INF | 0
d18 | p8 | 0 | 9950 | INF | 0
d18 | p9 | 0 | 10800 | INF | 0
d18 | p10 | 0 | 11750 | INF | 0
d18 | p11 | 0 | 12525 | INF | 0
d18 | p12 | 0 | 12900 | INF | 0
d18 | p13 | 0 | 12850 | INF | 0
d18 | p14 | 0 | 12850 | INF | 0
d18 | p15 | 0 | 12750 | INF | 0
d18 | p16 | 0 | 12850 | INF | 0
d18 | p17 | 0 | 12800 | INF | 0
d18 | p18 | 0 | 12850 | INF | 0
d18 | p19 | 0 | 13000 | INF | 0
d18 | p20 | 0 | 13400 | INF | 0
d18 | p21 | 0 | 13850 | INF | 0
d18 | p22 | 0 | 14125 | INF | 0
d18 | p23 | 0 | 14225 | INF | 0
d18 | p24 | 0 | 13800 | INF | 0
d19 | p1 | 0 | 12700 | INF | 0
d19 | p2 | 0 | 11600 | INF | 0
d19 | p3 | 0 | 10750 | INF | 0
d19 | p4 | 0 | 10135 | INF | 0
d19 | p5 | 0 | 9700 | INF | 0
d19 | p6 | 0 | 9450 | INF | 0
d19 | p7 | 0 | 9497.5 | INF | 0
d19 | p8 | 0 | 10305 | INF | 0
d19 | p9 | 0 | 12125 | INF | 0
d19 | p10 | 0 | 14025 | INF | 0
d19 | p11 | 0 | 15150 | INF | 0
d19 | p12 | 0 | 15550 | INF | 0
d19 | p13 | 0 | 15575 | INF | 0
d19 | p14 | 0 | 15375 | INF | 0
d19 | p15 | 0 | 14975 | INF | 0
d19 | p16 | 0 | 14550 | INF | 0
d19 | p17 | 0 | 14325 | INF | 0
d19 | p18 | 0 | 14800 | INF | 0
d19 | p19 | 0 | 15525 | INF | 0
d19 | p20 | 0 | 16125 | INF | 0
d19 | p21 | 0 | 16500 | INF | 0
d19 | p22 | 0 | 16625 | INF | 0
d19 | p23 | 0 | 16350 | INF | 0
d19 | p24 | 0 | 15525 | INF | 0
d20 | p1 | 0 | 14375 | INF | 0
d20 | p2 | 0 | 13225 | INF | 0
d20 | p3 | 0 | 12150 | INF | 0
d20 | p4 | 0 | 11375 | INF | 0
d20 | p5 | 0 | 10925 | INF | 0
d20 | p6 | 0 | 10800 | INF | 0
d20 | p7 | 0 | 10925 | INF | 0
d20 | p8 | 0 | 11750 | INF | 0
d20 | p9 | 0 | 13200 | INF | 0
d20 | p10 | 0 | 14725 | INF | 0
d20 | p11 | 0 | 15700 | INF | 0
d20 | p12 | 0 | 16225 | INF | 0
d20 | p13 | 0 | 16375 | INF | 0
d20 | p14 | 0 | 16300 | INF | 0
d20 | p15 | 0 | 15975 | INF | 0
d20 | p16 | 0 | 15725 | INF | 0
d20 | p17 | 0 | 15700 | INF | 0
d20 | p18 | 0 | 15925 | INF | 0
d20 | p19 | 0 | 16275 | INF | 0
d20 | p20 | 0 | 16600 | INF | 0
d20 | p21 | 0 | 16750 | INF | 0
d20 | p22 | 0 | 16800 | INF | 0
d20 | p23 | 0 | 16600 | INF | 0
d20 | p24 | 0 | 15925 | INF | 0
d21 | p1 | 0 | 14500 | INF | 0
d21 | p2 | 0 | 12925 | INF | 0
d21 | p3 | 0 | 11550 | INF | 0
d21 | p4 | 0 | 10550 | INF | 0
d21 | p5 | 0 | 9945 | INF | 0
d21 | p6 | 0 | 9600 | INF | 0
d21 | p7 | 0 | 9690 | INF | 0
d21 | p8 | 0 | 10700 | INF | 0
d21 | p9 | 0 | 12450 | INF | 0
d21 | p10 | 0 | 14250 | INF | 0
d21 | p11 | 0 | 15425 | INF | 0
d21 | p12 | 0 | 16075 | INF | 0
d21 | p13 | 0 | 16225 | INF | 0
d21 | p14 | 0 | 16175 | INF | 0
d21 | p15 | 0 | 16225 | INF | 0
d21 | p16 | 0 | 16225 | INF | 0
d21 | p17 | 0 | 16200 | INF | 0
d21 | p18 | 0 | 16275 | INF | 0
d21 | p19 | 0 | 16475 | INF | 0
d21 | p20 | 0 | 16625 | INF | 0
d21 | p21 | 0 | 16725 | INF | 0
d21 | p22 | 0 | 16600 | INF | 0
d21 | p23 | 0 | 16400 | INF | 0
d21 | p24 | 0 | 15650 | INF | 0
d22 | p1 | 0 | 14425 | INF | 0
d22 | p2 | 0 | 12875 | INF | 0
d22 | p3 | 0 | 11550 | INF | 0
d22 | p4 | 0 | 10600 | INF | 0
d22 | p5 | 0 | 9990 | INF | 0
d22 | p6 | 0 | 9720 | INF | 0
d22 | p7 | 0 | 9930 | INF | 0
d22 | p8 | 0 | 10975 | INF | 0
d22 | p9 | 0 | 12575 | INF | 0
d22 | p10 | 0 | 14175 | INF | 0
d22 | p11 | 0 | 15200 | INF | 0
d22 | p12 | 0 | 15750 | INF | 0
d22 | p13 | 0 | 15925 | INF | 0
d22 | p14 | 0 | 16075 | INF | 0
d22 | p15 | 0 | 16075 | INF | 0
d22 | p16 | 0 | 15875 | INF | 0
d22 | p17 | 0 | 15800 | INF | 0
d22 | p18 | 0 | 16025 | INF | 0
d22 | p19 | 0 | 16375 | INF | 0
d22 | p20 | 0 | 16450 | INF | 0
d22 | p21 | 0 | 16500 | INF | 0
d22 | p22 | 0 | 16475 | INF | 0
d22 | p23 | 0 | 16200 | INF | 0
d22 | p24 | 0 | 15375 | INF | 0
d23 | p1 | 0 | 14025 | INF | 0
d23 | p2 | 0 | 12650 | INF | 0
d23 | p3 | 0 | 11475 | INF | 0
d23 | p4 | 0 | 10650 | INF | 0
d23 | p5 | 0 | 10070 | INF | 0
d23 | p6 | 0 | 9840 | INF | 0
d23 | p7 | 0 | 10000 | INF | 0
d23 | p8 | 0 | 10900 | INF | 0
d23 | p9 | 0 | 12550 | INF | 0
d23 | p10 | 0 | 14300 | INF | 0
d23 | p11 | 0 | 15375 | INF | 0
d23 | p12 | 0 | 15800 | INF | 0
d23 | p13 | 0 | 15900 | INF | 0
d23 | p14 | 0 | 15925 | INF | 0
d23 | p15 | 0 | 15875 | INF | 0
d23 | p16 | 0 | 15775 | INF | 0
d23 | p17 | 0 | 15775 | INF | 0
d23 | p18 | 0 | 16050 | INF | 0
d23 | p19 | 0 | 16375 | INF | 0
d23 | p20 | 0 | 16600 | INF | 0
d23 | p21 | 0 | 16750 | INF | 0
d23 | p22 | 0 | 16775 | INF | 0
d23 | p23 | 0 | 16600 | INF | 0
d23 | p24 | 0 | 15900 | INF | 0
d24 | p1 | 0 | 14600 | INF | 0
d24 | p2 | 0 | 13050 | INF | 0
d24 | p3 | 0 | 11675 | INF | 0
d24 | p4 | 0 | 10700 | INF | 0
d24 | p5 | 0 | 10060 | INF | 0
d24 | p6 | 0 | 9650 | INF | 0
d24 | p7 | 0 | 9440 | INF | 0
d24 | p8 | 0 | 9595 | INF | 0
d24 | p9 | 0 | 10470 | INF | 0
d24 | p10 | 0 | 11900 | INF | 0
d24 | p11 | 0 | 13075 | INF | 0
d24 | p12 | 0 | 13750 | INF | 0
d24 | p13 | 0 | 14075 | INF | 0
d24 | p14 | 0 | 14025 | INF | 0
d24 | p15 | 0 | 13775 | INF | 0
d24 | p16 | 0 | 13475 | INF | 0
d24 | p17 | 0 | 13350 | INF | 0
d24 | p18 | 0 | 13650 | INF | 0
d24 | p19 | 0 | 14375 | INF | 0
d24 | p20 | 0 | 15075 | INF | 0
d24 | p21 | 0 | 15675 | INF | 0
d24 | p22 | 0 | 16125 | INF | 0
d24 | p23 | 0 | 16225 | INF | 0
d24 | p24 | 0 | 15625 | INF | 0
d25 | p1 | 0 | 14850 | INF | 0
d25 | p2 | 0 | 13825 | INF | 0
d25 | p3 | 0 | 12750 | INF | 0
d25 | p4 | 0 | 11825 | INF | 0
d25 | p5 | 0 | 11200 | INF | 0
d25 | p6 | 0 | 10875 | INF | 0
d25 | p7 | 0 | 10700 | INF | 0
d25 | p8 | 0 | 10900 | INF | 0
d25 | p9 | 0 | 11400 | INF | 0
d25 | p10 | 0 | 12050 | INF | 0
d25 | p11 | 0 | 12650 | INF | 0
d25 | p12 | 0 | 12900 | INF | 0
d25 | p13 | 0 | 13000 | INF | 0
d25 | p14 | 0 | 13000 | INF | 0
d25 | p15 | 0 | 12975 | INF | 0
d25 | p16 | 0 | 12925 | INF | 0
d25 | p17 | 0 | 12875 | INF | 0
d25 | p18 | 0 | 12950 | INF | 0
d25 | p19 | 0 | 13125 | INF | 0
d25 | p20 | 0 | 13475 | INF | 0
d25 | p21 | 0 | 13900 | INF | 0
d25 | p22 | 0 | 14150 | INF | 0
d25 | p23 | 0 | 14250 | INF | 0
d25 | p24 | 0 | 13825 | INF | 0
d26 | p1 | 0 | 12800 | INF | 0
d26 | p2 | 0 | 11625 | INF | 0
d26 | p3 | 0 | 10775 | INF | 0
d26 | p4 | 0 | 10200 | INF | 0
d26 | p5 | 0 | 9780 | INF | 0
d26 | p6 | 0 | 9542.5 | INF | 0
d26 | p7 | 0 | 9620 | INF | 0
d26 | p8 | 0 | 10485 | INF | 0
d26 | p9 | 0 | 12200 | INF | 0
d26 | p10 | 0 | 13950 | INF | 0
d26 | p11 | 0 | 15075 | INF | 0
d26 | p12 | 0 | 15550 | INF | 0
d26 | p13 | 0 | 15700 | INF | 0
d26 | p14 | 0 | 15650 | INF | 0
d26 | p15 | 0 | 15500 | INF | 0
d26 | p16 | 0 | 15325 | INF | 0
d26 | p17 | 0 | 15450 | INF | 0
d26 | p18 | 0 | 15800 | INF | 0
d26 | p19 | 0 | 16250 | INF | 0
d26 | p20 | 0 | 16500 | INF | 0
d26 | p21 | 0 | 16675 | INF | 0
d26 | p22 | 0 | 16725 | INF | 0
d26 | p23 | 0 | 16600 | INF | 0
d26 | p24 | 0 | 15900 | INF | 0
d27 | p1 | 0 | 14575 | INF | 0
d27 | p2 | 0 | 12975 | INF | 0
d27 | p3 | 0 | 11600 | INF | 0
d27 | p4 | 0 | 10675 | INF | 0
d27 | p5 | 0 | 10110 | INF | 0
d27 | p6 | 0 | 9750 | INF | 0
d27 | p7 | 0 | 9810 | INF | 0
d27 | p8 | 0 | 10700 | INF | 0
d27 | p9 | 0 | 12400 | INF | 0
d27 | p10 | 0 | 14075 | INF | 0
d27 | p11 | 0 | 15350 | INF | 0
d27 | p12 | 0 | 15850 | INF | 0
d27 | p13 | 0 | 15900 | INF | 0
d27 | p14 | 0 | 15800 | INF | 0
d27 | p15 | 0 | 15450 | INF | 0
d27 | p16 | 0 | 15150 | INF | 0
d27 | p17 | 0 | 15125 | INF | 0
d27 | p18 | 0 | 15425 | INF | 0
d27 | p19 | 0 | 15700 | INF | 0
d27 | p20 | 0 | 15925 | INF | 0
d27 | p21 | 0 | 16250 | INF | 0
d27 | p22 | 0 | 16425 | INF | 0
d27 | p23 | 0 | 16400 | INF | 0
d27 | p24 | 0 | 15650 | INF | 0
d28 | p1 | 0 | 14400 | INF | 0
d28 | p2 | 0 | 12825 | INF | 0
d28 | p3 | 0 | 11525 | INF | 0
d28 | p4 | 0 | 10600 | INF | 0
d28 | p5 | 0 | 10035 | INF | 0
d28 | p6 | 0 | 9720 | INF | 0
d28 | p7 | 0 | 9800 | INF | 0
d28 | p8 | 0 | 10675 | INF | 0
d28 | p9 | 0 | 12350 | INF | 0
d28 | p10 | 0 | 14000 | INF | 0
d28 | p11 | 0 | 15025 | INF | 0
d28 | p12 | 0 | 15550 | INF | 0
d28 | p13 | 0 | 15650 | INF | 0
d28 | p14 | 0 | 15625 | INF | 0
d28 | p15 | 0 | 15450 | INF | 0
d28 | p16 | 0 | 15275 | INF | 0
d28 | p17 | 0 | 15325 | INF | 0
d28 | p18 | 0 | 15625 | INF | 0
d28 | p19 | 0 | 16075 | INF | 0
d28 | p20 | 0 | 16500 | INF | 0
d28 | p21 | 0 | 16675 | INF | 0
d28 | p22 | 0 | 16750 | INF | 0
d28 | p23 | 0 | 16600 | INF | 0
d28 | p24 | 0 | 15850 | INF | 0
d29 | p1 | 0 | 14600 | INF | 0
d29 | p2 | 0 | 13175 | INF | 0
d29 | p3 | 0 | 11900 | INF | 0
d29 | p4 | 0 | 10925 | INF | 0
d29 | p5 | 0 | 10200 | INF | 0
d29 | p6 | 0 | 9850 | INF | 0
d29 | p7 | 0 | 9875 | INF | 0
d29 | p8 | 0 | 10750 | INF | 0
d29 | p9 | 0 | 12400 | INF | 0
d29 | p10 | 0 | 14125 | INF | 0
d29 | p11 | 0 | 15250 | INF | 0
d29 | p12 | 0 | 15675 | INF | 0
d29 | p13 | 0 | 15800 | INF | 0
d29 | p14 | 0 | 15650 | INF | 0
d29 | p15 | 0 | 15400 | INF | 0
d29 | p16 | 0 | 15200 | INF | 0
d29 | p17 | 0 | 15075 | INF | 0
d29 | p18 | 0 | 15350 | INF | 0
d29 | p19 | 0 | 15850 | INF | 0
d29 | p20 | 0 | 16400 | INF | 0
d29 | p21 | 0 | 16750 | INF | 0
d29 | p22 | 0 | 16800 | INF | 0
d29 | p23 | 0 | 16650 | INF | 0
d29 | p24 | 0 | 15925 | INF | 0
d30 | p1 | 0 | 14600 | INF | 0
d30 | p2 | 0 | 13075 | INF | 0
d30 | p3 | 0 | 11650 | INF | 0
d30 | p4 | 0 | 10675 | INF | 0
d30 | p5 | 0 | 10025 | INF | 0
d30 | p6 | 0 | 9680 | INF | 0
d30 | p7 | 0 | 9810 | INF | 0
d30 | p8 | 0 | 10775 | INF | 0
d30 | p9 | 0 | 12475 | INF | 0
d30 | p10 | 0 | 14075 | INF | 0
d30 | p11 | 0 | 14975 | INF | 0
d30 | p12 | 0 | 15450 | INF | 0
d30 | p13 | 0 | 15525 | INF | 0
d30 | p14 | 0 | 15525 | INF | 0
d30 | p15 | 0 | 15375 | INF | 0
d30 | p16 | 0 | 15300 | INF | 0
d30 | p17 | 0 | 15375 | INF | 0
d30 | p18 | 0 | 15750 | INF | 0
d30 | p19 | 0 | 16200 | INF | 0
d30 | p20 | 0 | 16500 | INF | 0
d30 | p21 | 0 | 16650 | INF | 0
d30 | p22 | 0 | 16800 | INF | 0
d30 | p23 | 0 | 16625 | INF | 0
d30 | p24 | 0 | 15850 | INF | 0
d31 | p1 | 0 | 14575 | INF | 0
d31 | p2 | 0 | 13100 | INF | 0
d31 | p3 | 0 | 11775 | INF | 0
d31 | p4 | 0 | 10800 | INF | 0
d31 | p5 | 0 | 10110 | INF | 0
d31 | p6 | 0 | 9680 | INF | 0
d31 | p7 | 0 | 9477.5 | INF | 0
d31 | p8 | 0 | 9722.5 | INF | 0
d31 | p9 | 0 | 10775 | INF | 0
d31 | p10 | 0 | 12150 | INF | 0
d31 | p11 | 0 | 13350 | INF | 0
d31 | p12 | 0 | 14175 | INF | 0
d31 | p13 | 0 | 14400 | INF | 0
d31 | p14 | 0 | 14250 | INF | 0
d31 | p15 | 0 | 13950 | INF | 0
d31 | p16 | 0 | 13575 | INF | 0
d31 | p17 | 0 | 13400 | INF | 0
d31 | p18 | 0 | 13600 | INF | 0
d31 | p19 | 0 | 14175 | INF | 0
d31 | p20 | 0 | 14975 | INF | 0
d31 | p21 | 0 | 15600 | INF | 0
d31 | p22 | 0 | 16225 | INF | 0
d31 | p23 | 0 | 16450 | INF | 0
d31 | p24 | 0 | 16175 | INF | 0

## ReleaseVol
TOC
ReleaseVol | (variable) | volume of water released per time step(acre-ft)
d | p | Lowerbound | Value | Upperbound | Marginal
d1 | p1 | 0 | 1170.3 | INF | 0
d1 | p2 | 0 | 1168.225 | INF | 0
d1 | p3 | 0 | 1135.025 | INF | 0
d1 | p4 | 0 | 1062.4 | INF | 0
d1 | p5 | 0 | 996 | INF | 0
d1 | p6 | 0 | 942.05 | INF | 0
d1 | p7 | 0 | 927.525 | INF | 0
d1 | p8 | 0 | 973.175 | INF | 0
d1 | p9 | 0 | 1045.8 | INF | 0
d1 | p10 | 0 | 1101.825 | INF | 0
d1 | p11 | 0 | 1139.175 | INF | 0
d1 | p12 | 0 | 1147.475 | INF | 0
d1 | p13 | 0 | 1126.725 | INF | 0
d1 | p14 | 0 | 1074.85 | INF | 0
d1 | p15 | 0 | 1025.05 | INF | 0
d1 | p16 | 0 | 985.625 | INF | 0
d1 | p17 | 0 | 966.95 | INF | 0
d1 | p18 | 0 | 966.95 | INF | 0
d1 | p19 | 0 | 1000.15 | INF | 0
d1 | p20 | 0 | 1081.075 | INF | 0
d1 | p21 | 0 | 1188.975 | INF | 0
d1 | p22 | 0 | 1267.825 | INF | 0
d1 | p23 | 0 | 1317.625 | INF | 0
d1 | p24 | 0 | 1336.3 | INF | 0
d2 | p1 | 0 | 1294.8 | INF | 0
d2 | p2 | 0 | 1226.325 | INF | 0
d2 | p3 | 0 | 1130.875 | INF | 0
d2 | p4 | 0 | 1025.05 | INF | 0
d2 | p5 | 0 | 937.9 | INF | 0
d2 | p6 | 0 | 879.8 | INF | 0
d2 | p7 | 0 | 861.125 | INF | 0
d2 | p8 | 0 | 890.175 | INF | 0
d2 | p9 | 0 | 960.725 | INF | 0
d2 | p10 | 0 | 1041.65 | INF | 0
d2 | p11 | 0 | 1103.9 | INF | 0
d2 | p12 | 0 | 1141.25 | INF | 0
d2 | p13 | 0 | 1147.475 | INF | 0
d2 | p14 | 0 | 1141.25 | INF | 0
d2 | p15 | 0 | 1120.5 | INF | 0
d2 | p16 | 0 | 1114.275 | INF | 0
d2 | p17 | 0 | 1101.825 | INF | 0
d2 | p18 | 0 | 1112.2 | INF | 0
d2 | p19 | 0 | 1147.475 | INF | 0
d2 | p20 | 0 | 1205.575 | INF | 0
d2 | p21 | 0 | 1278.2 | INF | 0
d2 | p22 | 0 | 1328 | INF | 0
d2 | p23 | 0 | 1348.75 | INF | 0
d2 | p24 | 0 | 1315.55 | INF | 0
d3 | p1 | 0 | 1228.4 | INF | 0
d3 | p2 | 0 | 1112.2 | INF | 0
d3 | p3 | 0 | 1006.375 | INF | 0
d3 | p4 | 0 | 921.3 | INF | 0
d3 | p5 | 0 | 859.05 | INF | 0
d3 | p6 | 0 | 817.7575 | INF | 0
d3 | p7 | 0 | 793.48 | INF | 0
d3 | p8 | 0 | 802.195 | INF | 0
d3 | p9 | 0 | 875.65 | INF | 0
d3 | p10 | 0 | 969.025 | INF | 0
d3 | p11 | 0 | 1054.1 | INF | 0
d3 | p12 | 0 | 1124.65 | INF | 0
d3 | p13 | 0 | 1155.775 | INF | 0
d3 | p14 | 0 | 1137.1 | INF | 0
d3 | p15 | 0 | 1066.55 | INF | 0
d3 | p16 | 0 | 989.775 | INF | 0
d3 | p17 | 0 | 939.975 | INF | 0
d3 | p18 | 0 | 939.975 | INF | 0
d3 | p19 | 0 | 996 | INF | 0
d3 | p20 | 0 | 1083.15 | INF | 0
d3 | p21 | 0 | 1188.975 | INF | 0
d3 | p22 | 0 | 1276.125 | INF | 0
d3 | p23 | 0 | 1332.15 | INF | 0
d3 | p24 | 0 | 1346.675 | INF | 0
d4 | p1 | 0 | 1309.325 | INF | 0
d4 | p2 | 0 | 1220.1 | INF | 0
d4 | p3 | 0 | 1120.5 | INF | 0
d4 | p4 | 0 | 1020.9 | INF | 0
d4 | p5 | 0 | 939.975 | INF | 0
d4 | p6 | 0 | 890.175 | INF | 0
d4 | p7 | 0 | 854.9 | INF | 0
d4 | p8 | 0 | 829.585 | INF | 0
d4 | p9 | 0 | 837.47 | INF | 0
d4 | p10 | 0 | 890.175 | INF | 0
d4 | p11 | 0 | 944.125 | INF | 0
d4 | p12 | 0 | 958.65 | INF | 0
d4 | p13 | 0 | 956.575 | INF | 0
d4 | p14 | 0 | 948.275 | INF | 0
d4 | p15 | 0 | 939.975 | INF | 0
d4 | p16 | 0 | 952.425 | INF | 0
d4 | p17 | 0 | 975.25 | INF | 0
d4 | p18 | 0 | 1000.15 | INF | 0
d4 | p19 | 0 | 1035.425 | INF | 0
d4 | p20 | 0 | 1081.075 | INF | 0
d4 | p21 | 0 | 1130.875 | INF | 0
d4 | p22 | 0 | 1166.15 | INF | 0
d4 | p23 | 0 | 1182.75 | INF | 0
d4 | p24 | 0 | 1178.6 | INF | 0
d5 | p1 | 0 | 1135.025 | INF | 0
d5 | p2 | 0 | 1072.775 | INF | 0
d5 | p3 | 0 | 1012.6 | INF | 0
d5 | p4 | 0 | 946.2 | INF | 0
d5 | p5 | 0 | 888.1 | INF | 0
d5 | p6 | 0 | 859.05 | INF | 0
d5 | p7 | 0 | 865.275 | INF | 0
d5 | p8 | 0 | 919.225 | INF | 0
d5 | p9 | 0 | 1029.2 | INF | 0
d5 | p10 | 0 | 1153.7 | INF | 0
d5 | p11 | 0 | 1236.7 | INF | 0
d5 | p12 | 0 | 1282.35 | INF | 0
d5 | p13 | 0 | 1303.1 | INF | 0
d5 | p14 | 0 | 1301.025 | INF | 0
d5 | p15 | 0 | 1282.35 | INF | 0
d5 | p16 | 0 | 1263.675 | INF | 0
d5 | p17 | 0 | 1253.3 | INF | 0
d5 | p18 | 0 | 1261.6 | INF | 0
d5 | p19 | 0 | 1278.2 | INF | 0
d5 | p20 | 0 | 1301.025 | INF | 0
d5 | p21 | 0 | 1319.7 | INF | 0
d5 | p22 | 0 | 1336.3 | INF | 0
d5 | p23 | 0 | 1336.3 | INF | 0
d5 | p24 | 0 | 1280.275 | INF | 0
d6 | p1 | 0 | 1180.675 | INF | 0
d6 | p2 | 0 | 1058.25 | INF | 0
d6 | p3 | 0 | 950.35 | INF | 0
d6 | p4 | 0 | 873.575 | INF | 0
d6 | p5 | 0 | 823.775 | INF | 0
d6 | p6 | 0 | 803.44 | INF | 0
d6 | p7 | 0 | 813.1925 | INF | 0
d6 | p8 | 0 | 871.5 | INF | 0
d6 | p9 | 0 | 991.85 | INF | 0
d6 | p10 | 0 | 1130.875 | INF | 0
d6 | p11 | 0 | 1236.7 | INF | 0
d6 | p12 | 0 | 1298.95 | INF | 0
d6 | p13 | 0 | 1315.55 | INF | 0
d6 | p14 | 0 | 1315.55 | INF | 0
d6 | p15 | 0 | 1296.875 | INF | 0
d6 | p16 | 0 | 1271.975 | INF | 0
d6 | p17 | 0 | 1251.225 | INF | 0
d6 | p18 | 0 | 1249.15 | INF | 0
d6 | p19 | 0 | 1274.05 | INF | 0
d6 | p20 | 0 | 1315.55 | INF | 0
d6 | p21 | 0 | 1348.75 | INF | 0
d6 | p22 | 0 | 1367.425 | INF | 0
d6 | p23 | 0 | 1377.8 | INF | 0
d6 | p24 | 0 | 1369.5 | INF | 0
d7 | p1 | 0 | 1315.55 | INF | 0
d7 | p2 | 0 | 1220.1 | INF | 0
d7 | p3 | 0 | 1099.75 | INF | 0
d7 | p4 | 0 | 987.7 | INF | 0
d7 | p5 | 0 | 908.85 | INF | 0
d7 | p6 | 0 | 863.2 | INF | 0
d7 | p7 | 0 | 859.05 | INF | 0
d7 | p8 | 0 | 915.075 | INF | 0
d7 | p9 | 0 | 1029.2 | INF | 0
d7 | p10 | 0 | 1159.925 | INF | 0
d7 | p11 | 0 | 1259.525 | INF | 0
d7 | p12 | 0 | 1301.025 | INF | 0
d7 | p13 | 0 | 1303.1 | INF | 0
d7 | p14 | 0 | 1276.125 | INF | 0
d7 | p15 | 0 | 1259.525 | INF | 0
d7 | p16 | 0 | 1242.925 | INF | 0
d7 | p17 | 0 | 1234.625 | INF | 0
d7 | p18 | 0 | 1240.85 | INF | 0
d7 | p19 | 0 | 1280.275 | INF | 0
d7 | p20 | 0 | 1321.775 | INF | 0
d7 | p21 | 0 | 1357.05 | INF | 0
d7 | p22 | 0 | 1371.575 | INF | 0
d7 | p23 | 0 | 1371.575 | INF | 0
d7 | p24 | 0 | 1319.7 | INF | 0
d8 | p1 | 0 | 1222.175 | INF | 0
d8 | p2 | 0 | 1103.9 | INF | 0
d8 | p3 | 0 | 991.85 | INF | 0
d8 | p4 | 0 | 913 | INF | 0
d8 | p5 | 0 | 859.05 | INF | 0
d8 | p6 | 0 | 828.34 | INF | 0
d8 | p7 | 0 | 822.945 | INF | 0
d8 | p8 | 0 | 871.5 | INF | 0
d8 | p9 | 0 | 996 | INF | 0
d8 | p10 | 0 | 1139.175 | INF | 0
d8 | p11 | 0 | 1236.7 | INF | 0
d8 | p12 | 0 | 1280.275 | INF | 0
d8 | p13 | 0 | 1282.35 | INF | 0
d8 | p14 | 0 | 1271.975 | INF | 0
d8 | p15 | 0 | 1255.375 | INF | 0
d8 | p16 | 0 | 1242.925 | INF | 0
d8 | p17 | 0 | 1234.625 | INF | 0
d8 | p18 | 0 | 1249.15 | INF | 0
d8 | p19 | 0 | 1288.575 | INF | 0
d8 | p20 | 0 | 1323.85 | INF | 0
d8 | p21 | 0 | 1352.9 | INF | 0
d8 | p22 | 0 | 1369.5 | INF | 0
d8 | p23 | 0 | 1363.275 | INF | 0
d8 | p24 | 0 | 1317.625 | INF | 0
d9 | p1 | 0 | 1226.325 | INF | 0
d9 | p2 | 0 | 1103.9 | INF | 0
d9 | p3 | 0 | 991.85 | INF | 0
d9 | p4 | 0 | 904.7 | INF | 0
d9 | p5 | 0 | 852.825 | INF | 0
d9 | p6 | 0 | 818.38 | INF | 0
d9 | p7 | 0 | 802.61 | INF | 0
d9 | p8 | 0 | 830.83 | INF | 0
d9 | p9 | 0 | 935.825 | INF | 0
d9 | p10 | 0 | 1081.075 | INF | 0
d9 | p11 | 0 | 1195.2 | INF | 0
d9 | p12 | 0 | 1263.675 | INF | 0
d9 | p13 | 0 | 1267.825 | INF | 0
d9 | p14 | 0 | 1249.15 | INF | 0
d9 | p15 | 0 | 1222.175 | INF | 0
d9 | p16 | 0 | 1213.875 | INF | 0
d9 | p17 | 0 | 1205.575 | INF | 0
d9 | p18 | 0 | 1218.025 | INF | 0
d9 | p19 | 0 | 1261.6 | INF | 0
d9 | p20 | 0 | 1298.95 | INF | 0
d9 | p21 | 0 | 1330.075 | INF | 0
d9 | p22 | 0 | 1350.825 | INF | 0
d9 | p23 | 0 | 1350.825 | INF | 0
d9 | p24 | 0 | 1311.4 | INF | 0
d10 | p1 | 0 | 1224.25 | INF | 0
d10 | p2 | 0 | 1120.5 | INF | 0
d10 | p3 | 0 | 1018.825 | INF | 0
d10 | p4 | 0 | 942.05 | INF | 0
d10 | p5 | 0 | 900.55 | INF | 0
d10 | p6 | 0 | 875.65 | INF | 0
d10 | p7 | 0 | 867.35 | INF | 0
d10 | p8 | 0 | 883.95 | INF | 0
d10 | p9 | 0 | 931.675 | INF | 0
d10 | p10 | 0 | 991.85 | INF | 0
d10 | p11 | 0 | 1031.275 | INF | 0
d10 | p12 | 0 | 1060.325 | INF | 0
d10 | p13 | 0 | 1095.6 | INF | 0
d10 | p14 | 0 | 1108.05 | INF | 0
d10 | p15 | 0 | 1076.925 | INF | 0
d10 | p16 | 0 | 1039.575 | INF | 0
d10 | p17 | 0 | 1004.3 | INF | 0
d10 | p18 | 0 | 991.85 | INF | 0
d10 | p19 | 0 | 1020.9 | INF | 0
d10 | p20 | 0 | 1101.825 | INF | 0
d10 | p21 | 0 | 1197.275 | INF | 0
d10 | p22 | 0 | 1261.6 | INF | 0
d10 | p23 | 0 | 1294.8 | INF | 0
d10 | p24 | 0 | 1276.125 | INF | 0
d11 | p1 | 0 | 1205.575 | INF | 0
d11 | p2 | 0 | 1101.825 | INF | 0
d11 | p3 | 0 | 991.85 | INF | 0
d11 | p4 | 0 | 900.55 | INF | 0
d11 | p5 | 0 | 830.83 | INF | 0
d11 | p6 | 0 | 781.86 | INF | 0
d11 | p7 | 0 | 768.3725 | INF | 0
d11 | p8 | 0 | 796.385 | INF | 0
d11 | p9 | 0 | 871.5 | INF | 0
d11 | p10 | 0 | 954.5 | INF | 0
d11 | p11 | 0 | 1010.525 | INF | 0
d11 | p12 | 0 | 1029.2 | INF | 0
d11 | p13 | 0 | 1029.2 | INF | 0
d11 | p14 | 0 | 1031.275 | INF | 0
d11 | p15 | 0 | 1029.2 | INF | 0
d11 | p16 | 0 | 1033.35 | INF | 0
d11 | p17 | 0 | 1045.8 | INF | 0
d11 | p18 | 0 | 1066.55 | INF | 0
d11 | p19 | 0 | 1099.75 | INF | 0
d11 | p20 | 0 | 1139.175 | INF | 0
d11 | p21 | 0 | 1162 | INF | 0
d11 | p22 | 0 | 1174.45 | INF | 0
d11 | p23 | 0 | 1176.525 | INF | 0
d11 | p24 | 0 | 1139.175 | INF | 0
d12 | p1 | 0 | 1056.175 | INF | 0
d12 | p2 | 0 | 964.875 | INF | 0
d12 | p3 | 0 | 890.175 | INF | 0
d12 | p4 | 0 | 835.395 | INF | 0
d12 | p5 | 0 | 797.8375 | INF | 0
d12 | p6 | 0 | 775.22 | INF | 0
d12 | p7 | 0 | 778.54 | INF | 0
d12 | p8 | 0 | 836.64 | INF | 0
d12 | p9 | 0 | 983.55 | INF | 0
d12 | p10 | 0 | 1135.025 | INF | 0
d12 | p11 | 0 | 1228.4 | INF | 0
d12 | p12 | 0 | 1259.525 | INF | 0
d12 | p13 | 0 | 1271.975 | INF | 0
d12 | p14 | 0 | 1280.275 | INF | 0
d12 | p15 | 0 | 1278.2 | INF | 0
d12 | p16 | 0 | 1280.275 | INF | 0
d12 | p17 | 0 | 1280.275 | INF | 0
d12 | p18 | 0 | 1298.95 | INF | 0
d12 | p19 | 0 | 1330.075 | INF | 0
d12 | p20 | 0 | 1350.825 | INF | 0
d12 | p21 | 0 | 1365.35 | INF | 0
d12 | p22 | 0 | 1367.425 | INF | 0
d12 | p23 | 0 | 1344.6 | INF | 0
d12 | p24 | 0 | 1288.575 | INF | 0
d13 | p1 | 0 | 1186.9 | INF | 0
d13 | p2 | 0 | 1064.475 | INF | 0
d13 | p3 | 0 | 954.5 | INF | 0
d13 | p4 | 0 | 873.575 | INF | 0
d13 | p5 | 0 | 822.53 | INF | 0
d13 | p6 | 0 | 791.405 | INF | 0
d13 | p7 | 0 | 792.235 | INF | 0
d13 | p8 | 0 | 847.845 | INF | 0
d13 | p9 | 0 | 939.975 | INF | 0
d13 | p10 | 0 | 1004.3 | INF | 0
d13 | p11 | 0 | 1041.65 | INF | 0
d13 | p12 | 0 | 1058.25 | INF | 0
d13 | p13 | 0 | 1064.475 | INF | 0
d13 | p14 | 0 | 1070.7 | INF | 0
d13 | p15 | 0 | 1079 | INF | 0
d13 | p16 | 0 | 1081.075 | INF | 0
d13 | p17 | 0 | 1087.3 | INF | 0
d13 | p18 | 0 | 1097.675 | INF | 0
d13 | p19 | 0 | 1118.425 | INF | 0
d13 | p20 | 0 | 1174.45 | INF | 0
d13 | p21 | 0 | 1228.4 | INF | 0
d13 | p22 | 0 | 1280.275 | INF | 0
d13 | p23 | 0 | 1317.625 | INF | 0
d13 | p24 | 0 | 1334.225 | INF | 0
d14 | p1 | 0 | 1296.875 | INF | 0
d14 | p2 | 0 | 1209.725 | INF | 0
d14 | p3 | 0 | 1091.45 | INF | 0
d14 | p4 | 0 | 981.475 | INF | 0
d14 | p5 | 0 | 904.7 | INF | 0
d14 | p6 | 0 | 856.975 | INF | 0
d14 | p7 | 0 | 844.525 | INF | 0
d14 | p8 | 0 | 902.625 | INF | 0
d14 | p9 | 0 | 1031.275 | INF | 0
d14 | p10 | 0 | 1164.075 | INF | 0
d14 | p11 | 0 | 1255.375 | INF | 0
d14 | p12 | 0 | 1290.65 | INF | 0
d14 | p13 | 0 | 1296.875 | INF | 0
d14 | p14 | 0 | 1292.725 | INF | 0
d14 | p15 | 0 | 1274.05 | INF | 0
d14 | p16 | 0 | 1265.75 | INF | 0
d14 | p17 | 0 | 1267.825 | INF | 0
d14 | p18 | 0 | 1290.65 | INF | 0
d14 | p19 | 0 | 1325.925 | INF | 0
d14 | p20 | 0 | 1363.275 | INF | 0
d14 | p21 | 0 | 1373.65 | INF | 0
d14 | p22 | 0 | 1357.05 | INF | 0
d14 | p23 | 0 | 1317.625 | INF | 0
d14 | p24 | 0 | 1259.525 | INF | 0
d15 | p1 | 0 | 1172.375 | INF | 0
d15 | p2 | 0 | 1068.625 | INF | 0
d15 | p3 | 0 | 985.625 | INF | 0
d15 | p4 | 0 | 906.775 | INF | 0
d15 | p5 | 0 | 850.75 | INF | 0
d15 | p6 | 0 | 818.38 | INF | 0
d15 | p7 | 0 | 820.455 | INF | 0
d15 | p8 | 0 | 888.1 | INF | 0
d15 | p9 | 0 | 1029.2 | INF | 0
d15 | p10 | 0 | 1184.825 | INF | 0
d15 | p11 | 0 | 1267.825 | INF | 0
d15 | p12 | 0 | 1305.175 | INF | 0
d15 | p13 | 0 | 1305.175 | INF | 0
d15 | p14 | 0 | 1298.95 | INF | 0
d15 | p15 | 0 | 1284.425 | INF | 0
d15 | p16 | 0 | 1278.2 | INF | 0
d15 | p17 | 0 | 1274.05 | INF | 0
d15 | p18 | 0 | 1296.875 | INF | 0
d15 | p19 | 0 | 1338.375 | INF | 0
d15 | p20 | 0 | 1369.5 | INF | 0
d15 | p21 | 0 | 1388.175 | INF | 0
d15 | p22 | 0 | 1394.4 | INF | 0
d15 | p23 | 0 | 1367.425 | INF | 0
d15 | p24 | 0 | 1303.1 | INF | 0
d16 | p1 | 0 | 1201.425 | INF | 0
d16 | p2 | 0 | 1076.925 | INF | 0
d16 | p3 | 0 | 966.95 | INF | 0
d16 | p4 | 0 | 883.95 | INF | 0
d16 | p5 | 0 | 835.81 | INF | 0
d16 | p6 | 0 | 812.57 | INF | 0
d16 | p7 | 0 | 818.795 | INF | 0
d16 | p8 | 0 | 890.175 | INF | 0
d16 | p9 | 0 | 1031.275 | INF | 0
d16 | p10 | 0 | 1174.45 | INF | 0
d16 | p11 | 0 | 1261.6 | INF | 0
d16 | p12 | 0 | 1290.65 | INF | 0
d16 | p13 | 0 | 1294.8 | INF | 0
d16 | p14 | 0 | 1292.725 | INF | 0
d16 | p15 | 0 | 1276.125 | INF | 0
d16 | p16 | 0 | 1265.75 | INF | 0
d16 | p17 | 0 | 1267.825 | INF | 0
d16 | p18 | 0 | 1292.725 | INF | 0
d16 | p19 | 0 | 1336.3 | INF | 0
d16 | p20 | 0 | 1359.125 | INF | 0
d16 | p21 | 0 | 1379.875 | INF | 0
d16 | p22 | 0 | 1384.025 | INF | 0
d16 | p23 | 0 | 1363.275 | INF | 0
d16 | p24 | 0 | 1296.875 | INF | 0
d17 | p1 | 0 | 1195.2 | INF | 0
d17 | p2 | 0 | 1072.775 | INF | 0
d17 | p3 | 0 | 960.725 | INF | 0
d17 | p4 | 0 | 881.875 | INF | 0
d17 | p5 | 0 | 831.245 | INF | 0
d17 | p6 | 0 | 793.6875 | INF | 0
d17 | p7 | 0 | 779.37 | INF | 0
d17 | p8 | 0 | 800.3275 | INF | 0
d17 | p9 | 0 | 888.1 | INF | 0
d17 | p10 | 0 | 998.075 | INF | 0
d17 | p11 | 0 | 1076.925 | INF | 0
d17 | p12 | 0 | 1135.025 | INF | 0
d17 | p13 | 0 | 1159.925 | INF | 0
d17 | p14 | 0 | 1168.225 | INF | 0
d17 | p15 | 0 | 1143.325 | INF | 0
d17 | p16 | 0 | 1099.75 | INF | 0
d17 | p17 | 0 | 1087.3 | INF | 0
d17 | p18 | 0 | 1128.8 | INF | 0
d17 | p19 | 0 | 1205.575 | INF | 0
d17 | p20 | 0 | 1284.425 | INF | 0
d17 | p21 | 0 | 1328 | INF | 0
d17 | p22 | 0 | 1357.05 | INF | 0
d17 | p23 | 0 | 1369.5 | INF | 0
d17 | p24 | 0 | 1325.925 | INF | 0
d18 | p1 | 0 | 1238.775 | INF | 0
d18 | p2 | 0 | 1126.725 | INF | 0
d18 | p3 | 0 | 1016.75 | INF | 0
d18 | p4 | 0 | 925.45 | INF | 0
d18 | p5 | 0 | 859.05 | INF | 0
d18 | p6 | 0 | 818.795 | INF | 0
d18 | p7 | 0 | 802.61 | INF | 0
d18 | p8 | 0 | 825.85 | INF | 0
d18 | p9 | 0 | 896.4 | INF | 0
d18 | p10 | 0 | 975.25 | INF | 0
d18 | p11 | 0 | 1039.575 | INF | 0
d18 | p12 | 0 | 1070.7 | INF | 0
d18 | p13 | 0 | 1066.55 | INF | 0
d18 | p14 | 0 | 1066.55 | INF | 0
d18 | p15 | 0 | 1058.25 | INF | 0
d18 | p16 | 0 | 1066.55 | INF | 0
d18 | p17 | 0 | 1062.4 | INF | 0
d18 | p18 | 0 | 1066.55 | INF | 0
d18 | p19 | 0 | 1079 | INF | 0
d18 | p20 | 0 | 1112.2 | INF | 0
d18 | p21 | 0 | 1149.55 | INF | 0
d18 | p22 | 0 | 1172.375 | INF | 0
d18 | p23 | 0 | 1180.675 | INF | 0
d18 | p24 | 0 | 1145.4 | INF | 0
d19 | p1 | 0 | 1054.1 | INF | 0
d19 | p2 | 0 | 962.8 | INF | 0
d19 | p3 | 0 | 892.25 | INF | 0
d19 | p4 | 0 | 841.205 | INF | 0
d19 | p5 | 0 | 805.1 | INF | 0
d19 | p6 | 0 | 784.35 | INF | 0
d19 | p7 | 0 | 788.2925 | INF | 0
d19 | p8 | 0 | 855.315 | INF | 0
d19 | p9 | 0 | 1006.375 | INF | 0
d19 | p10 | 0 | 1164.075 | INF | 0
d19 | p11 | 0 | 1257.45 | INF | 0
d19 | p12 | 0 | 1290.65 | INF | 0
d19 | p13 | 0 | 1292.725 | INF | 0
d19 | p14 | 0 | 1276.125 | INF | 0
d19 | p15 | 0 | 1242.925 | INF | 0
d19 | p16 | 0 | 1207.65 | INF | 0
d19 | p17 | 0 | 1188.975 | INF | 0
d19 | p18 | 0 | 1228.4 | INF | 0
d19 | p19 | 0 | 1288.575 | INF | 0
d19 | p20 | 0 | 1338.375 | INF | 0
d19 | p21 | 0 | 1369.5 | INF | 0
d19 | p22 | 0 | 1379.875 | INF | 0
d19 | p23 | 0 | 1357.05 | INF | 0
d19 | p24 | 0 | 1288.575 | INF | 0
d20 | p1 | 0 | 1193.125 | INF | 0
d20 | p2 | 0 | 1097.675 | INF | 0
d20 | p3 | 0 | 1008.45 | INF | 0
d20 | p4 | 0 | 944.125 | INF | 0
d20 | p5 | 0 | 906.775 | INF | 0
d20 | p6 | 0 | 896.4 | INF | 0
d20 | p7 | 0 | 906.775 | INF | 0
d20 | p8 | 0 | 975.25 | INF | 0
d20 | p9 | 0 | 1095.6 | INF | 0
d20 | p10 | 0 | 1222.175 | INF | 0
d20 | p11 | 0 | 1303.1 | INF | 0
d20 | p12 | 0 | 1346.675 | INF | 0
d20 | p13 | 0 | 1359.125 | INF | 0
d20 | p14 | 0 | 1352.9 | INF | 0
d20 | p15 | 0 | 1325.925 | INF | 0
d20 | p16 | 0 | 1305.175 | INF | 0
d20 | p17 | 0 | 1303.1 | INF | 0
d20 | p18 | 0 | 1321.775 | INF | 0
d20 | p19 | 0 | 1350.825 | INF | 0
d20 | p20 | 0 | 1377.8 | INF | 0
d20 | p21 | 0 | 1390.25 | INF | 0
d20 | p22 | 0 | 1394.4 | INF | 0
d20 | p23 | 0 | 1377.8 | INF | 0
d20 | p24 | 0 | 1321.775 | INF | 0
d21 | p1 | 0 | 1203.5 | INF | 0
d21 | p2 | 0 | 1072.775 | INF | 0
d21 | p3 | 0 | 958.65 | INF | 0
d21 | p4 | 0 | 875.65 | INF | 0
d21 | p5 | 0 | 825.435 | INF | 0
d21 | p6 | 0 | 796.8 | INF | 0
d21 | p7 | 0 | 804.27 | INF | 0
d21 | p8 | 0 | 888.1 | INF | 0
d21 | p9 | 0 | 1033.35 | INF | 0
d21 | p10 | 0 | 1182.75 | INF | 0
d21 | p11 | 0 | 1280.275 | INF | 0
d21 | p12 | 0 | 1334.225 | INF | 0
d21 | p13 | 0 | 1346.675 | INF | 0
d21 | p14 | 0 | 1342.525 | INF | 0
d21 | p15 | 0 | 1346.675 | INF | 0
d21 | p16 | 0 | 1346.675 | INF | 0
d21 | p17 | 0 | 1344.6 | INF | 0
d21 | p18 | 0 | 1350.825 | INF | 0
d21 | p19 | 0 | 1367.425 | INF | 0
d21 | p20 | 0 | 1379.875 | INF | 0
d21 | p21 | 0 | 1388.175 | INF | 0
d21 | p22 | 0 | 1377.8 | INF | 0
d21 | p23 | 0 | 1361.2 | INF | 0
d21 | p24 | 0 | 1298.95 | INF | 0
d22 | p1 | 0 | 1197.275 | INF | 0
d22 | p2 | 0 | 1068.625 | INF | 0
d22 | p3 | 0 | 958.65 | INF | 0
d22 | p4 | 0 | 879.8 | INF | 0
d22 | p5 | 0 | 829.17 | INF | 0
d22 | p6 | 0 | 806.76 | INF | 0
d22 | p7 | 0 | 824.19 | INF | 0
d22 | p8 | 0 | 910.925 | INF | 0
d22 | p9 | 0 | 1043.725 | INF | 0
d22 | p10 | 0 | 1176.525 | INF | 0
d22 | p11 | 0 | 1261.6 | INF | 0
d22 | p12 | 0 | 1307.25 | INF | 0
d22 | p13 | 0 | 1321.775 | INF | 0
d22 | p14 | 0 | 1334.225 | INF | 0
d22 | p15 | 0 | 1334.225 | INF | 0
d22 | p16 | 0 | 1317.625 | INF | 0
d22 | p17 | 0 | 1311.4 | INF | 0
d22 | p18 | 0 | 1330.075 | INF | 0
d22 | p19 | 0 | 1359.125 | INF | 0
d22 | p20 | 0 | 1365.35 | INF | 0
d22 | p21 | 0 | 1369.5 | INF | 0
d22 | p22 | 0 | 1367.425 | INF | 0
d22 | p23 | 0 | 1344.6 | INF | 0
d22 | p24 | 0 | 1276.125 | INF | 0
d23 | p1 | 0 | 1164.075 | INF | 0
d23 | p2 | 0 | 1049.95 | INF | 0
d23 | p3 | 0 | 952.425 | INF | 0
d23 | p4 | 0 | 883.95 | INF | 0
d23 | p5 | 0 | 835.81 | INF | 0
d23 | p6 | 0 | 816.72 | INF | 0
d23 | p7 | 0 | 830 | INF | 0
d23 | p8 | 0 | 904.7 | INF | 0
d23 | p9 | 0 | 1041.65 | INF | 0
d23 | p10 | 0 | 1186.9 | INF | 0
d23 | p11 | 0 | 1276.125 | INF | 0
d23 | p12 | 0 | 1311.4 | INF | 0
d23 | p13 | 0 | 1319.7 | INF | 0
d23 | p14 | 0 | 1321.775 | INF | 0
d23 | p15 | 0 | 1317.625 | INF | 0
d23 | p16 | 0 | 1309.325 | INF | 0
d23 | p17 | 0 | 1309.325 | INF | 0
d23 | p18 | 0 | 1332.15 | INF | 0
d23 | p19 | 0 | 1359.125 | INF | 0
d23 | p20 | 0 | 1377.8 | INF | 0
d23 | p21 | 0 | 1390.25 | INF | 0
d23 | p22 | 0 | 1392.325 | INF | 0
d23 | p23 | 0 | 1377.8 | INF | 0
d23 | p24 | 0 | 1319.7 | INF | 0
d24 | p1 | 0 | 1211.8 | INF | 0
d24 | p2 | 0 | 1083.15 | INF | 0
d24 | p3 | 0 | 969.025 | INF | 0
d24 | p4 | 0 | 888.1 | INF | 0
d24 | p5 | 0 | 834.98 | INF | 0
d24 | p6 | 0 | 800.95 | INF | 0
d24 | p7 | 0 | 783.52 | INF | 0
d24 | p8 | 0 | 796.385 | INF | 0
d24 | p9 | 0 | 869.01 | INF | 0
d24 | p10 | 0 | 987.7 | INF | 0
d24 | p11 | 0 | 1085.225 | INF | 0
d24 | p12 | 0 | 1141.25 | INF | 0
d24 | p13 | 0 | 1168.225 | INF | 0
d24 | p14 | 0 | 1164.075 | INF | 0
d24 | p15 | 0 | 1143.325 | INF | 0
d24 | p16 | 0 | 1118.425 | INF | 0
d24 | p17 | 0 | 1108.05 | INF | 0
d24 | p18 | 0 | 1132.95 | INF | 0
d24 | p19 | 0 | 1193.125 | INF | 0
d24 | p20 | 0 | 1251.225 | INF | 0
d24 | p21 | 0 | 1301.025 | INF | 0
d24 | p22 | 0 | 1338.375 | INF | 0
d24 | p23 | 0 | 1346.675 | INF | 0
d24 | p24 | 0 | 1296.875 | INF | 0
d25 | p1 | 0 | 1232.55 | INF | 0
d25 | p2 | 0 | 1147.475 | INF | 0
d25 | p3 | 0 | 1058.25 | INF | 0
d25 | p4 | 0 | 981.475 | INF | 0
d25 | p5 | 0 | 929.6 | INF | 0
d25 | p6 | 0 | 902.625 | INF | 0
d25 | p7 | 0 | 888.1 | INF | 0
d25 | p8 | 0 | 904.7 | INF | 0
d25 | p9 | 0 | 946.2 | INF | 0
d25 | p10 | 0 | 1000.15 | INF | 0
d25 | p11 | 0 | 1049.95 | INF | 0
d25 | p12 | 0 | 1070.7 | INF | 0
d25 | p13 | 0 | 1079 | INF | 0
d25 | p14 | 0 | 1079 | INF | 0
d25 | p15 | 0 | 1076.925 | INF | 0
d25 | p16 | 0 | 1072.775 | INF | 0
d25 | p17 | 0 | 1068.625 | INF | 0
d25 | p18 | 0 | 1074.85 | INF | 0
d25 | p19 | 0 | 1089.375 | INF | 0
d25 | p20 | 0 | 1118.425 | INF | 0
d25 | p21 | 0 | 1153.7 | INF | 0
d25 | p22 | 0 | 1174.45 | INF | 0
d25 | p23 | 0 | 1182.75 | INF | 0
d25 | p24 | 0 | 1147.475 | INF | 0
d26 | p1 | 0 | 1062.4 | INF | 0
d26 | p2 | 0 | 964.875 | INF | 0
d26 | p3 | 0 | 894.325 | INF | 0
d26 | p4 | 0 | 846.6 | INF | 0
d26 | p5 | 0 | 811.74 | INF | 0
d26 | p6 | 0 | 792.0275 | INF | 0
d26 | p7 | 0 | 798.46 | INF | 0
d26 | p8 | 0 | 870.255 | INF | 0
d26 | p9 | 0 | 1012.6 | INF | 0
d26 | p10 | 0 | 1157.85 | INF | 0
d26 | p11 | 0 | 1251.225 | INF | 0
d26 | p12 | 0 | 1290.65 | INF | 0
d26 | p13 | 0 | 1303.1 | INF | 0
d26 | p14 | 0 | 1298.95 | INF | 0
d26 | p15 | 0 | 1286.5 | INF | 0
d26 | p16 | 0 | 1271.975 | INF | 0
d26 | p17 | 0 | 1282.35 | INF | 0
d26 | p18 | 0 | 1311.4 | INF | 0
d26 | p19 | 0 | 1348.75 | INF | 0
d26 | p20 | 0 | 1369.5 | INF | 0
d26 | p21 | 0 | 1384.025 | INF | 0
d26 | p22 | 0 | 1388.175 | INF | 0
d26 | p23 | 0 | 1377.8 | INF | 0
d26 | p24 | 0 | 1319.7 | INF | 0
d27 | p1 | 0 | 1209.725 | INF | 0
d27 | p2 | 0 | 1076.925 | INF | 0
d27 | p3 | 0 | 962.8 | INF | 0
d27 | p4 | 0 | 886.025 | INF | 0
d27 | p5 | 0 | 839.13 | INF | 0
d27 | p6 | 0 | 809.25 | INF | 0
d27 | p7 | 0 | 814.23 | INF | 0
d27 | p8 | 0 | 888.1 | INF | 0
d27 | p9 | 0 | 1029.2 | INF | 0
d27 | p10 | 0 | 1168.225 | INF | 0
d27 | p11 | 0 | 1274.05 | INF | 0
d27 | p12 | 0 | 1315.55 | INF | 0
d27 | p13 | 0 | 1319.7 | INF | 0
d27 | p14 | 0 | 1311.4 | INF | 0
d27 | p15 | 0 | 1282.35 | INF | 0
d27 | p16 | 0 | 1257.45 | INF | 0
d27 | p17 | 0 | 1255.375 | INF | 0
d27 | p18 | 0 | 1280.275 | INF | 0
d27 | p19 | 0 | 1303.1 | INF | 0
d27 | p20 | 0 | 1321.775 | INF | 0
d27 | p21 | 0 | 1348.75 | INF | 0
d27 | p22 | 0 | 1363.275 | INF | 0
d27 | p23 | 0 | 1361.2 | INF | 0
d27 | p24 | 0 | 1298.95 | INF | 0
d28 | p1 | 0 | 1195.2 | INF | 0
d28 | p2 | 0 | 1064.475 | INF | 0
d28 | p3 | 0 | 956.575 | INF | 0
d28 | p4 | 0 | 879.8 | INF | 0
d28 | p5 | 0 | 832.905 | INF | 0
d28 | p6 | 0 | 806.76 | INF | 0
d28 | p7 | 0 | 813.4 | INF | 0
d28 | p8 | 0 | 886.025 | INF | 0
d28 | p9 | 0 | 1025.05 | INF | 0
d28 | p10 | 0 | 1162 | INF | 0
d28 | p11 | 0 | 1247.075 | INF | 0
d28 | p12 | 0 | 1290.65 | INF | 0
d28 | p13 | 0 | 1298.95 | INF | 0
d28 | p14 | 0 | 1296.875 | INF | 0
d28 | p15 | 0 | 1282.35 | INF | 0
d28 | p16 | 0 | 1267.825 | INF | 0
d28 | p17 | 0 | 1271.975 | INF | 0
d28 | p18 | 0 | 1296.875 | INF | 0
d28 | p19 | 0 | 1334.225 | INF | 0
d28 | p20 | 0 | 1369.5 | INF | 0
d28 | p21 | 0 | 1384.025 | INF | 0
d28 | p22 | 0 | 1390.25 | INF | 0
d28 | p23 | 0 | 1377.8 | INF | 0
d28 | p24 | 0 | 1315.55 | INF | 0
d29 | p1 | 0 | 1211.8 | INF | 0
d29 | p2 | 0 | 1093.525 | INF | 0
d29 | p3 | 0 | 987.7 | INF | 0
d29 | p4 | 0 | 906.775 | INF | 0
d29 | p5 | 0 | 846.6 | INF | 0
d29 | p6 | 0 | 817.55 | INF | 0
d29 | p7 | 0 | 819.625 | INF | 0
d29 | p8 | 0 | 892.25 | INF | 0
d29 | p9 | 0 | 1029.2 | INF | 0
d29 | p10 | 0 | 1172.375 | INF | 0
d29 | p11 | 0 | 1265.75 | INF | 0
d29 | p12 | 0 | 1301.025 | INF | 0
d29 | p13 | 0 | 1311.4 | INF | 0
d29 | p14 | 0 | 1298.95 | INF | 0
d29 | p15 | 0 | 1278.2 | INF | 0
d29 | p16 | 0 | 1261.6 | INF | 0
d29 | p17 | 0 | 1251.225 | INF | 0
d29 | p18 | 0 | 1274.05 | INF | 0
d29 | p19 | 0 | 1315.55 | INF | 0
d29 | p20 | 0 | 1361.2 | INF | 0
d29 | p21 | 0 | 1390.25 | INF | 0
d29 | p22 | 0 | 1394.4 | INF | 0
d29 | p23 | 0 | 1381.95 | INF | 0
d29 | p24 | 0 | 1321.775 | INF | 0
d30 | p1 | 0 | 1211.8 | INF | 0
d30 | p2 | 0 | 1085.225 | INF | 0
d30 | p3 | 0 | 966.95 | INF | 0
d30 | p4 | 0 | 886.025 | INF | 0
d30 | p5 | 0 | 832.075 | INF | 0
d30 | p6 | 0 | 803.44 | INF | 0
d30 | p7 | 0 | 814.23 | INF | 0
d30 | p8 | 0 | 894.325 | INF | 0
d30 | p9 | 0 | 1035.425 | INF | 0
d30 | p10 | 0 | 1168.225 | INF | 0
d30 | p11 | 0 | 1242.925 | INF | 0
d30 | p12 | 0 | 1282.35 | INF | 0
d30 | p13 | 0 | 1288.575 | INF | 0
d30 | p14 | 0 | 1288.575 | INF | 0
d30 | p15 | 0 | 1276.125 | INF | 0
d30 | p16 | 0 | 1269.9 | INF | 0
d30 | p17 | 0 | 1276.125 | INF | 0
d30 | p18 | 0 | 1307.25 | INF | 0
d30 | p19 | 0 | 1344.6 | INF | 0
d30 | p20 | 0 | 1369.5 | INF | 0
d30 | p21 | 0 | 1381.95 | INF | 0
d30 | p22 | 0 | 1394.4 | INF | 0
d30 | p23 | 0 | 1379.875 | INF | 0
d30 | p24 | 0 | 1315.55 | INF | 0
d31 | p1 | 0 | 1209.725 | INF | 0
d31 | p2 | 0 | 1087.3 | INF | 0
d31 | p3 | 0 | 977.325 | INF | 0
d31 | p4 | 0 | 896.4 | INF | 0
d31 | p5 | 0 | 839.13 | INF | 0
d31 | p6 | 0 | 803.44 | INF | 0
d31 | p7 | 0 | 786.6325 | INF | 0
d31 | p8 | 0 | 806.9675 | INF | 0
d31 | p9 | 0 | 894.325 | INF | 0
d31 | p10 | 0 | 1008.45 | INF | 0
d31 | p11 | 0 | 1108.05 | INF | 0
d31 | p12 | 0 | 1176.525 | INF | 0
d31 | p13 | 0 | 1195.2 | INF | 0
d31 | p14 | 0 | 1182.75 | INF | 0
d31 | p15 | 0 | 1157.85 | INF | 0
d31 | p16 | 0 | 1126.725 | INF | 0
d31 | p17 | 0 | 1112.2 | INF | 0
d31 | p18 | 0 | 1128.8 | INF | 0
d31 | p19 | 0 | 1176.525 | INF | 0
d31 | p20 | 0 | 1242.925 | INF | 0
d31 | p21 | 0 | 1294.8 | INF | 0
d31 | p22 | 0 | 1346.675 | INF | 0
d31 | p23 | 0 | 1365.35 | INF | 0
d31 | p24 | 0 | 1342.525 | INF | 0

## RStore
TOC
RStore | (parameter) | Store Release values during each period (cfs)
d | p | Value
d1 | p1 | 14100
d1 | p2 | 14075
d1 | p3 | 13675
d1 | p4 | 12800
d1 | p5 | 12000
d1 | p6 | 11350
d1 | p7 | 11175
d1 | p8 | 11725
d1 | p9 | 12600
d1 | p10 | 13275
d1 | p11 | 13725
d1 | p12 | 13825
d1 | p13 | 13575
d1 | p14 | 12950
d1 | p15 | 12350
d1 | p16 | 11875
d1 | p17 | 11650
d1 | p18 | 11650
d1 | p19 | 12050
d1 | p20 | 13025
d1 | p21 | 14325
d1 | p22 | 15275
d1 | p23 | 15875
d1 | p24 | 16100
d2 | p1 | 15600
d2 | p2 | 14775
d2 | p3 | 13625
d2 | p4 | 12350
d2 | p5 | 11300
d2 | p6 | 10600
d2 | p7 | 10375
d2 | p8 | 10725
d2 | p9 | 11575
d2 | p10 | 12550
d2 | p11 | 13300
d2 | p12 | 13750
d2 | p13 | 13825
d2 | p14 | 13750
d2 | p15 | 13500
d2 | p16 | 13425
d2 | p17 | 13275
d2 | p18 | 13400
d2 | p19 | 13825
d2 | p20 | 14525
d2 | p21 | 15400
d2 | p22 | 16000
d2 | p23 | 16250
d2 | p24 | 15850
d3 | p1 | 14800
d3 | p2 | 13400
d3 | p3 | 12125
d3 | p4 | 11100
d3 | p5 | 10350
d3 | p6 | 9852.5
d3 | p7 | 9560
d3 | p8 | 9665
d3 | p9 | 10550
d3 | p10 | 11675
d3 | p11 | 12700
d3 | p12 | 13550
d3 | p13 | 13925
d3 | p14 | 13700
d3 | p15 | 12850
d3 | p16 | 11925
d3 | p17 | 11325
d3 | p18 | 11325
d3 | p19 | 12000
d3 | p20 | 13050
d3 | p21 | 14325
d3 | p22 | 15375
d3 | p23 | 16050
d3 | p24 | 16225
d4 | p1 | 15775
d4 | p2 | 14700
d4 | p3 | 13500
d4 | p4 | 12300
d4 | p5 | 11325
d4 | p6 | 10725
d4 | p7 | 10300
d4 | p8 | 9995
d4 | p9 | 10090
d4 | p10 | 10725
d4 | p11 | 11375
d4 | p12 | 11550
d4 | p13 | 11525
d4 | p14 | 11425
d4 | p15 | 11325
d4 | p16 | 11475
d4 | p17 | 11750
d4 | p18 | 12050
d4 | p19 | 12475
d4 | p20 | 13025
d4 | p21 | 13625
d4 | p22 | 14050
d4 | p23 | 14250
d4 | p24 | 14200
d5 | p1 | 13675
d5 | p2 | 12925
d5 | p3 | 12200
d5 | p4 | 11400
d5 | p5 | 10700
d5 | p6 | 10350
d5 | p7 | 10425
d5 | p8 | 11075
d5 | p9 | 12400
d5 | p10 | 13900
d5 | p11 | 14900
d5 | p12 | 15450
d5 | p13 | 15700
d5 | p14 | 15675
d5 | p15 | 15450
d5 | p16 | 15225
d5 | p17 | 15100
d5 | p18 | 15200
d5 | p19 | 15400
d5 | p20 | 15675
d5 | p21 | 15900
d5 | p22 | 16100
d5 | p23 | 16100
d5 | p24 | 15425
d6 | p1 | 14225
d6 | p2 | 12750
d6 | p3 | 11450
d6 | p4 | 10525
d6 | p5 | 9925
d6 | p6 | 9680
d6 | p7 | 9797.5
d6 | p8 | 10500
d6 | p9 | 11950
d6 | p10 | 13625
d6 | p11 | 14900
d6 | p12 | 15650
d6 | p13 | 15850
d6 | p14 | 15850
d6 | p15 | 15625
d6 | p16 | 15325
d6 | p17 | 15075
d6 | p18 | 15050
d6 | p19 | 15350
d6 | p20 | 15850
d6 | p21 | 16250
d6 | p22 | 16475
d6 | p23 | 16600
d6 | p24 | 16500
d7 | p1 | 15850
d7 | p2 | 14700
d7 | p3 | 13250
d7 | p4 | 11900
d7 | p5 | 10950
d7 | p6 | 10400
d7 | p7 | 10350
d7 | p8 | 11025
d7 | p9 | 12400
d7 | p10 | 13975
d7 | p11 | 15175
d7 | p12 | 15675
d7 | p13 | 15700
d7 | p14 | 15375
d7 | p15 | 15175
d7 | p16 | 14975
d7 | p17 | 14875
d7 | p18 | 14950
d7 | p19 | 15425
d7 | p20 | 15925
d7 | p21 | 16350
d7 | p22 | 16525
d7 | p23 | 16525
d7 | p24 | 15900
d8 | p1 | 14725
d8 | p2 | 13300
d8 | p3 | 11950
d8 | p4 | 11000
d8 | p5 | 10350
d8 | p6 | 9980
d8 | p7 | 9915
d8 | p8 | 10500
d8 | p9 | 12000
d8 | p10 | 13725
d8 | p11 | 14900
d8 | p12 | 15425
d8 | p13 | 15450
d8 | p14 | 15325
d8 | p15 | 15125
d8 | p16 | 14975
d8 | p17 | 14875
d8 | p18 | 15050
d8 | p19 | 15525
d8 | p20 | 15950
d8 | p21 | 16300
d8 | p22 | 16500
d8 | p23 | 16425
d8 | p24 | 15875
d9 | p1 | 14775
d9 | p2 | 13300
d9 | p3 | 11950
d9 | p4 | 10900
d9 | p5 | 10275
d9 | p6 | 9860
d9 | p7 | 9670
d9 | p8 | 10010
d9 | p9 | 11275
d9 | p10 | 13025
d9 | p11 | 14400
d9 | p12 | 15225
d9 | p13 | 15275
d9 | p14 | 15050
d9 | p15 | 14725
d9 | p16 | 14625
d9 | p17 | 14525
d9 | p18 | 14675
d9 | p19 | 15200
d9 | p20 | 15650
d9 | p21 | 16025
d9 | p22 | 16275
d9 | p23 | 16275
d9 | p24 | 15800
d10 | p1 | 14750
d10 | p2 | 13500
d10 | p3 | 12275
d10 | p4 | 11350
d10 | p5 | 10850
d10 | p6 | 10550
d10 | p7 | 10450
d10 | p8 | 10650
d10 | p9 | 11225
d10 | p10 | 11950
d10 | p11 | 12425
d10 | p12 | 12775
d10 | p13 | 13200
d10 | p14 | 13350
d10 | p15 | 12975
d10 | p16 | 12525
d10 | p17 | 12100
d10 | p18 | 11950
d10 | p19 | 12300
d10 | p20 | 13275
d10 | p21 | 14425
d10 | p22 | 15200
d10 | p23 | 15600
d10 | p24 | 15375
d11 | p1 | 14525
d11 | p2 | 13275
d11 | p3 | 11950
d11 | p4 | 10850
d11 | p5 | 10010
d11 | p6 | 9420
d11 | p7 | 9257.5
d11 | p8 | 9595
d11 | p9 | 10500
d11 | p10 | 11500
d11 | p11 | 12175
d11 | p12 | 12400
d11 | p13 | 12400
d11 | p14 | 12425
d11 | p15 | 12400
d11 | p16 | 12450
d11 | p17 | 12600
d11 | p18 | 12850
d11 | p19 | 13250
d11 | p20 | 13725
d11 | p21 | 14000
d11 | p22 | 14150
d11 | p23 | 14175
d11 | p24 | 13725
d12 | p1 | 12725
d12 | p2 | 11625
d12 | p3 | 10725
d12 | p4 | 10065
d12 | p5 | 9612.5
d12 | p6 | 9340
d12 | p7 | 9380
d12 | p8 | 10080
d12 | p9 | 11850
d12 | p10 | 13675
d12 | p11 | 14800
d12 | p12 | 15175
d12 | p13 | 15325
d12 | p14 | 15425
d12 | p15 | 15400
d12 | p16 | 15425
d12 | p17 | 15425
d12 | p18 | 15650
d12 | p19 | 16025
d12 | p20 | 16275
d12 | p21 | 16450
d12 | p22 | 16475
d12 | p23 | 16200
d12 | p24 | 15525
d13 | p1 | 14300
d13 | p2 | 12825
d13 | p3 | 11500
d13 | p4 | 10525
d13 | p5 | 9910
d13 | p6 | 9535
d13 | p7 | 9545
d13 | p8 | 10215
d13 | p9 | 11325
d13 | p10 | 12100
d13 | p11 | 12550
d13 | p12 | 12750
d13 | p13 | 12825
d13 | p14 | 12900
d13 | p15 | 13000
d13 | p16 | 13025
d13 | p17 | 13100
d13 | p18 | 13225
d13 | p19 | 13475
d13 | p20 | 14150
d13 | p21 | 14800
d13 | p22 | 15425
d13 | p23 | 15875
d13 | p24 | 16075
d14 | p1 | 15625
d14 | p2 | 14575
d14 | p3 | 13150
d14 | p4 | 11825
d14 | p5 | 10900
d14 | p6 | 10325
d14 | p7 | 10175
d14 | p8 | 10875
d14 | p9 | 12425
d14 | p10 | 14025
d14 | p11 | 15125
d14 | p12 | 15550
d14 | p13 | 15625
d14 | p14 | 15575
d14 | p15 | 15350
d14 | p16 | 15250
d14 | p17 | 15275
d14 | p18 | 15550
d14 | p19 | 15975
d14 | p20 | 16425
d14 | p21 | 16550
d14 | p22 | 16350
d14 | p23 | 15875
d14 | p24 | 15175
d15 | p1 | 14125
d15 | p2 | 12875
d15 | p3 | 11875
d15 | p4 | 10925
d15 | p5 | 10250
d15 | p6 | 9860
d15 | p7 | 9885
d15 | p8 | 10700
d15 | p9 | 12400
d15 | p10 | 14275
d15 | p11 | 15275
d15 | p12 | 15725
d15 | p13 | 15725
d15 | p14 | 15650
d15 | p15 | 15475
d15 | p16 | 15400
d15 | p17 | 15350
d15 | p18 | 15625
d15 | p19 | 16125
d15 | p20 | 16500
d15 | p21 | 16725
d15 | p22 | 16800
d15 | p23 | 16475
d15 | p24 | 15700
d16 | p1 | 14475
d16 | p2 | 12975
d16 | p3 | 11650
d16 | p4 | 10650
d16 | p5 | 10070
d16 | p6 | 9790
d16 | p7 | 9865
d16 | p8 | 10725
d16 | p9 | 12425
d16 | p10 | 14150
d16 | p11 | 15200
d16 | p12 | 15550
d16 | p13 | 15600
d16 | p14 | 15575
d16 | p15 | 15375
d16 | p16 | 15250
d16 | p17 | 15275
d16 | p18 | 15575
d16 | p19 | 16100
d16 | p20 | 16375
d16 | p21 | 16625
d16 | p22 | 16675
d16 | p23 | 16425
d16 | p24 | 15625
d17 | p1 | 14400
d17 | p2 | 12925
d17 | p3 | 11575
d17 | p4 | 10625
d17 | p5 | 10015
d17 | p6 | 9562.5
d17 | p7 | 9390
d17 | p8 | 9642.5
d17 | p9 | 10700
d17 | p10 | 12025
d17 | p11 | 12975
d17 | p12 | 13675
d17 | p13 | 13975
d17 | p14 | 14075
d17 | p15 | 13775
d17 | p16 | 13250
d17 | p17 | 13100
d17 | p18 | 13600
d17 | p19 | 14525
d17 | p20 | 15475
d17 | p21 | 16000
d17 | p22 | 16350
d17 | p23 | 16500
d17 | p24 | 15975
d18 | p1 | 14925
d18 | p2 | 13575
d18 | p3 | 12250
d18 | p4 | 11150
d18 | p5 | 10350
d18 | p6 | 9865
d18 | p7 | 9670
d18 | p8 | 9950
d18 | p9 | 10800
d18 | p10 | 11750
d18 | p11 | 12525
d18 | p12 | 12900
d18 | p13 | 12850
d18 | p14 | 12850
d18 | p15 | 12750
d18 | p16 | 12850
d18 | p17 | 12800
d18 | p18 | 12850
d18 | p19 | 13000
d18 | p20 | 13400
d18 | p21 | 13850
d18 | p22 | 14125
d18 | p23 | 14225
d18 | p24 | 13800
d19 | p1 | 12700
d19 | p2 | 11600
d19 | p3 | 10750
d19 | p4 | 10135
d19 | p5 | 9700
d19 | p6 | 9450
d19 | p7 | 9497.5
d19 | p8 | 10305
d19 | p9 | 12125
d19 | p10 | 14025
d19 | p11 | 15150
d19 | p12 | 15550
d19 | p13 | 15575
d19 | p14 | 15375
d19 | p15 | 14975
d19 | p16 | 14550
d19 | p17 | 14325
d19 | p18 | 14800
d19 | p19 | 15525
d19 | p20 | 16125
d19 | p21 | 16500
d19 | p22 | 16625
d19 | p23 | 16350
d19 | p24 | 15525
d20 | p1 | 14375
d20 | p2 | 13225
d20 | p3 | 12150
d20 | p4 | 11375
d20 | p5 | 10925
d20 | p6 | 10800
d20 | p7 | 10925
d20 | p8 | 11750
d20 | p9 | 13200
d20 | p10 | 14725
d20 | p11 | 15700
d20 | p12 | 16225
d20 | p13 | 16375
d20 | p14 | 16300
d20 | p15 | 15975
d20 | p16 | 15725
d20 | p17 | 15700
d20 | p18 | 15925
d20 | p19 | 16275
d20 | p20 | 16600
d20 | p21 | 16750
d20 | p22 | 16800
d20 | p23 | 16600
d20 | p24 | 15925
d21 | p1 | 14500
d21 | p2 | 12925
d21 | p3 | 11550
d21 | p4 | 10550
d21 | p5 | 9945
d21 | p6 | 9600
d21 | p7 | 9690
d21 | p8 | 10700
d21 | p9 | 12450
d21 | p10 | 14250
d21 | p11 | 15425
d21 | p12 | 16075
d21 | p13 | 16225
d21 | p14 | 16175
d21 | p15 | 16225
d21 | p16 | 16225
d21 | p17 | 16200
d21 | p18 | 16275
d21 | p19 | 16475
d21 | p20 | 16625
d21 | p21 | 16725
d21 | p22 | 16600
d21 | p23 | 16400
d21 | p24 | 15650
d22 | p1 | 14425
d22 | p2 | 12875
d22 | p3 | 11550
d22 | p4 | 10600
d22 | p5 | 9990
d22 | p6 | 9720
d22 | p7 | 9930
d22 | p8 | 10975
d22 | p9 | 12575
d22 | p10 | 14175
d22 | p11 | 15200
d22 | p12 | 15750
d22 | p13 | 15925
d22 | p14 | 16075
d22 | p15 | 16075
d22 | p16 | 15875
d22 | p17 | 15800
d22 | p18 | 16025
d22 | p19 | 16375
d22 | p20 | 16450
d22 | p21 | 16500
d22 | p22 | 16475
d22 | p23 | 16200
d22 | p24 | 15375
d23 | p1 | 14025
d23 | p2 | 12650
d23 | p3 | 11475
d23 | p4 | 10650
d23 | p5 | 10070
d23 | p6 | 9840
d23 | p7 | 10000
d23 | p8 | 10900
d23 | p9 | 12550
d23 | p10 | 14300
d23 | p11 | 15375
d23 | p12 | 15800
d23 | p13 | 15900
d23 | p14 | 15925
d23 | p15 | 15875
d23 | p16 | 15775
d23 | p17 | 15775
d23 | p18 | 16050
d23 | p19 | 16375
d23 | p20 | 16600
d23 | p21 | 16750
d23 | p22 | 16775
d23 | p23 | 16600
d23 | p24 | 15900
d24 | p1 | 14600
d24 | p2 | 13050
d24 | p3 | 11675
d24 | p4 | 10700
d24 | p5 | 10060
d24 | p6 | 9650
d24 | p7 | 9440
d24 | p8 | 9595
d24 | p9 | 10470
d24 | p10 | 11900
d24 | p11 | 13075
d24 | p12 | 13750
d24 | p13 | 14075
d24 | p14 | 14025
d24 | p15 | 13775
d24 | p16 | 13475
d24 | p17 | 13350
d24 | p18 | 13650
d24 | p19 | 14375
d24 | p20 | 15075
d24 | p21 | 15675
d24 | p22 | 16125
d24 | p23 | 16225
d24 | p24 | 15625
d25 | p1 | 14850
d25 | p2 | 13825
d25 | p3 | 12750
d25 | p4 | 11825
d25 | p5 | 11200
d25 | p6 | 10875
d25 | p7 | 10700
d25 | p8 | 10900
d25 | p9 | 11400
d25 | p10 | 12050
d25 | p11 | 12650
d25 | p12 | 12900
d25 | p13 | 13000
d25 | p14 | 13000
d25 | p15 | 12975
d25 | p16 | 12925
d25 | p17 | 12875
d25 | p18 | 12950
d25 | p19 | 13125
d25 | p20 | 13475
d25 | p21 | 13900
d25 | p22 | 14150
d25 | p23 | 14250
d25 | p24 | 13825
d26 | p1 | 12800
d26 | p2 | 11625
d26 | p3 | 10775
d26 | p4 | 10200
d26 | p5 | 9780
d26 | p6 | 9542.5
d26 | p7 | 9620
d26 | p8 | 10485
d26 | p9 | 12200
d26 | p10 | 13950
d26 | p11 | 15075
d26 | p12 | 15550
d26 | p13 | 15700
d26 | p14 | 15650
d26 | p15 | 15500
d26 | p16 | 15325
d26 | p17 | 15450
d26 | p18 | 15800
d26 | p19 | 16250
d26 | p20 | 16500
d26 | p21 | 16675
d26 | p22 | 16725
d26 | p23 | 16600
d26 | p24 | 15900
d27 | p1 | 14575
d27 | p2 | 12975
d27 | p3 | 11600
d27 | p4 | 10675
d27 | p5 | 10110
d27 | p6 | 9750
d27 | p7 | 9810
d27 | p8 | 10700
d27 | p9 | 12400
d27 | p10 | 14075
d27 | p11 | 15350
d27 | p12 | 15850
d27 | p13 | 15900
d27 | p14 | 15800
d27 | p15 | 15450
d27 | p16 | 15150
d27 | p17 | 15125
d27 | p18 | 15425
d27 | p19 | 15700
d27 | p20 | 15925
d27 | p21 | 16250
d27 | p22 | 16425
d27 | p23 | 16400
d27 | p24 | 15650
d28 | p1 | 14400
d28 | p2 | 12825
d28 | p3 | 11525
d28 | p4 | 10600
d28 | p5 | 10035
d28 | p6 | 9720
d28 | p7 | 9800
d28 | p8 | 10675
d28 | p9 | 12350
d28 | p10 | 14000
d28 | p11 | 15025
d28 | p12 | 15550
d28 | p13 | 15650
d28 | p14 | 15625
d28 | p15 | 15450
d28 | p16 | 15275
d28 | p17 | 15325
d28 | p18 | 15625
d28 | p19 | 16075
d28 | p20 | 16500
d28 | p21 | 16675
d28 | p22 | 16750
d28 | p23 | 16600
d28 | p24 | 15850
d29 | p1 | 14600
d29 | p2 | 13175
d29 | p3 | 11900
d29 | p4 | 10925
d29 | p5 | 10200
d29 | p6 | 9850
d29 | p7 | 9875
d29 | p8 | 10750
d29 | p9 | 12400
d29 | p10 | 14125
d29 | p11 | 15250
d29 | p12 | 15675
d29 | p13 | 15800
d29 | p14 | 15650
d29 | p15 | 15400
d29 | p16 | 15200
d29 | p17 | 15075
d29 | p18 | 15350
d29 | p19 | 15850
d29 | p20 | 16400
d29 | p21 | 16750
d29 | p22 | 16800
d29 | p23 | 16650
d29 | p24 | 15925
d30 | p1 | 14600
d30 | p2 | 13075
d30 | p3 | 11650
d30 | p4 | 10675
d30 | p5 | 10025
d30 | p6 | 9680
d30 | p7 | 9810
d30 | p8 | 10775
d30 | p9 | 12475
d30 | p10 | 14075
d30 | p11 | 14975
d30 | p12 | 15450
d30 | p13 | 15525
d30 | p14 | 15525
d30 | p15 | 15375
d30 | p16 | 15300
d30 | p17 | 15375
d30 | p18 | 15750
d30 | p19 | 16200
d30 | p20 | 16500
d30 | p21 | 16650
d30 | p22 | 16800
d30 | p23 | 16625
d30 | p24 | 15850
d31 | p1 | 14575
d31 | p2 | 13100
d31 | p3 | 11775
d31 | p4 | 10800
d31 | p5 | 10110
d31 | p6 | 9680
d31 | p7 | 9477.5
d31 | p8 | 9722.5
d31 | p9 | 10775
d31 | p10 | 12150
d31 | p11 | 13350
d31 | p12 | 14175
d31 | p13 | 14400
d31 | p14 | 14250
d31 | p15 | 13950
d31 | p16 | 13575
d31 | p17 | 13400
d31 | p18 | 13600
d31 | p19 | 14175
d31 | p20 | 14975
d31 | p21 | 15600
d31 | p22 | 16225
d31 | p23 | 16450
d31 | p24 | 16175

## Sstore
TOC
Sstore | (parameter) | Store Storage Values (ac-ft)
d | Value
d1 | 13323356.349
d2 | 13306256.459
d3 | 13293502.7395
d4 | 13282091.2545
d5 | 13270759.5325
d6 | 13254612.192
d7 | 13237530.23
d8 | 13222023.691
d9 | 13206538.732
d10 | 13194486.321
d11 | 13188644.4265
d12 | 13167666.901
d13 | 13155909.14
d14 | 13131744.954
d15 | 13119207.242
d16 | 13100097.258
d17 | 13084856.568
d18 | 13073074.156
d19 | 13060082.4755
d20 | 13042969.3885
d21 | 13022740.8965
d22 | 13011348.9995
d23 | 12997882.4345
d24 | 12982695.4455
d25 | 12967606.7285
d26 | 12957779.672
d27 | 12938703.054
d28 | 12925413.611
d29 | 12911872.014
d30 | 12891742.458
d31 | 12877445.727

## storage
TOC
storage | (variable) | reservoir storage on any day d (acre-ft)
d | Lowerbound | Value | Upperbound | Marginal
d1 | 0 | 13323356.349 | INF | 0
d2 | 0 | 13306256.459 | INF | 0
d3 | 0 | 13293502.7395 | INF | 0
d4 | 0 | 13282091.2545 | INF | 0
d5 | 0 | 13270759.5325 | INF | 0
d6 | 0 | 13254612.192 | INF | 0
d7 | 0 | 13237530.23 | INF | 0
d8 | 0 | 13222023.691 | INF | 0
d9 | 0 | 13206538.732 | INF | 0
d10 | 0 | 13194486.321 | INF | 0
d11 | 0 | 13188644.4265 | INF | 0
d12 | 0 | 13167666.901 | INF | 0
d13 | 0 | 13155909.14 | INF | 0
d14 | 0 | 13131744.954 | INF | 0
d15 | 0 | 13119207.242 | INF | 0
d16 | 0 | 13100097.258 | INF | 0
d17 | 0 | 13084856.568 | INF | 0
d18 | 0 | 13073074.156 | INF | 0
d19 | 0 | 13060082.4755 | INF | 0
d20 | 0 | 13042969.3885 | INF | 0
d21 | 0 | 13022740.8965 | INF | 0
d22 | 0 | 13011348.9995 | INF | 0
d23 | 0 | 12997882.4345 | INF | 0
d24 | 0 | 12982695.4455 | INF | 0
d25 | 0 | 12967606.7285 | INF | 0
d26 | 0 | 12957779.672 | INF | 0
d27 | 0 | 12938703.054 | INF | 0
d28 | 0 | 12925413.611 | INF | 0
d29 | 0 | 12911872.014 | INF | 0
d30 | 0 | 12891742.458 | INF | 0
d31 | 0 | 12877445.727 | INF | 0

## Xstore
TOC
Xstore | (parameter) | Storing energy generation(MWh per day)
d | Value
d1 | 11703.1787
d2 | 12019.8825
d3 | 11197.1029
d4 | 10904.8253
d5 | 12495.4025
d6 | 12436.9841
d7 | 12755.4525
d8 | 12450.6367
d9 | 12213.6197
d10 | 11331.6788
d11 | 10907.5186
d12 | 12209.4404
d13 | 11329.0783
d14 | 12762.8825
d15 | 12620.598
d16 | 12556.7
d17 | 11669.1865
d18 | 11110.079
d19 | 12156.8731
d20 | 13014.5738
d21 | 12759.539
d22 | 12664.9922
d23 | 12702.8853
d24 | 11643.3673
d25 | 11381.8312
d26 | 12396.1191
d27 | 12522.1505
d28 | 12553.1708
d29 | 12615.2113
d30 | 12584.191
d31 | 11756.6748