## Table of Contents
Name | Type | Dim | Count | Explanatory text
Avail_Water | variable | 0 | 1 | Total Water available in the system during the month (June)
case | set | 1 | 12 | Defining constrainted cases for number of low flow steady days
Convert | parameter | 0 | 1 | conversion factor from cfs to ac-ft per hour (0.0014*60)
d | set | 1 | 30 | days in June
Daily_RelRange | parameter | 0 | 1 | Allowable daily release range (cfs)
Diff_Release | parameter | 1 | 3 | Differnce between off-peak weekday release and weekend release(cfs)
Duration | parameter | 1 | 2 | Duration of period (hours)
EnergyRate | parameter | 1 | 2 | Energy prices on weekdays ($ per MWH)
Energy_Gen | variable | 1 | 2 | Hydropower Generated for each timestep during unsteady flow days (MWH)
EQ10_EnergyGen | equation | 1 | 2 | Energy generated in each time step during unsteady flow days (MWH)
EQ11_EnergyGen_Max | equation | 1 | 2 | Maximum Energy Generation Limit of the Glen Caynon Dam(MW)
EQ12_EnergyRevenue | equation | 0 | 1 | Total monthly Hydropower Revenue generated when number of steady low flow day are greater than number of weekend days($)
EQ13_Revenue | equation | 0 | 1 | Total monthly Hydropower Renvenue generated if number of steady flow days are equal or less than weekend days ($)
EQ1__ResMassBal | equation | 0 | 1 | Reservoir mass balance (acre-ft)
EQ2__reqpowerstorage | equation | 0 | 1 | The minimum storage equivalent to reservoir level required for hydropower generation (acre-ft)
EQ3__maxstor | equation | 0 | 1 | res storage max (acre-ft)
EQ4__MaxR | equation | 1 | 2 | Max Release (cfs)
EQ5__MinR | equation | 1 | 2 | Min Release (cfs)
EQ6_Rel_Range | equation | 1 | 2 | Constraining the daily release range on a weekday (cfs per day)
EQ7__Monthtlyrel | equation | 0 | 1 | Constraining Total monthly volume of water released in "June" as per WAPA information(acre-ft)
EQ8_Steadyflow | equation | 0 | 1 | Minimun release value within the hydrograph(cfs)
EQ9_SteadyEnergy | equation | 1 | 2 | Energy generated in each time step during steady flow days (MWH)
EQa_Inflow | equation | 0 | 1 | Total volume of Water available in the system during the month (acre-ft)
EQb_SteadyOutflow | equation | 0 | 1 | Volume of Water released during the steady days (acre-ft)
EQc_UnSteadyOutflow | equation | 0 | 1 | Volume of Water released during the unsteady days (acre-ft)
evap | parameter | 0 | 1 | evaporation (ac-ft per day Considered constant throughout the month
FStore | parameter | 3 | 240 | Storing objective function values over different scenarios
Inflow | parameter | 1 | 30 | Inflow to reservoir (cfs)
initstorage | parameter | 0 | 1 | Initial reservoir storage 1st June 2018 (acre-ft)
Mar_Ramp | parameter | 4 | 480 | To save margninal values associted with the ramp rate.
maxRel | parameter | 0 | 1 | Maximum release in a day d at any timeperiod p(cfs)
maxstorage | parameter | 0 | 1 | Reservoir capacity (acre-ft)
minRel | parameter | 0 | 1 | Minimum release in a day d at any timeperiod p(cfs)
minstorage | parameter | 0 | 1 | Minimum reservoir storage to maintain hydropower level(acre-ft)
ModelResults | parameter | 4 | 480 | Store solution status of the scenarios i.e. whether the solution found is optimal or not?
modpar | set | 1 | 2 | Saving model status for each of the scenario solution
Num_of_timesteps | parameter | 0 | 1 | Total Number of timesteps used
Num_steady | parameter | 1 | 11 | Number of steady low flow days
ObjectiveVal | variable | 0 | 1 | Objective functions calculation
p | set | 1 | 2 | time period during a day
release | variable | 1 | 0 | reservoir release on any unsteady day in any period p (cfs)
RStore_steady | parameter | 4 | 480 | Store Release values during steady flow days over different cases(cfs)
RStore_unsteady | parameter | 4 | 480 | Store Release values during unsteady flow days over different cases(cfs)
Sstore | parameter | 3 | 240 | Store Storage Values over different cases(ac-ft)
SteadyEn_Gen | variable | 1 | 2 | Hydropower Generated for each timestep during steady flow days (MWH)
Steady_Days | parameter | 0 | 1 | To represent the number of steady low flow days
steady_Outflow | variable | 0 | 1 | Volume of water released in the steady low flow days (acre-ft)
Steady_Release | variable | 0 | 1 | Minimum release value of the hydrograph
storage | variable | 0 | 1 | reservoir storage at the end of the month (acre-ft)
Totaldays | parameter | 0 | 1 | Total number of days in the month
TotMonth_volume | parameter | 0 | 1 | To represent total monthly volume (acre-ft)
tot_vol | set | 1 | 5 | Total montly release volume (acre-ft)
unsteady_Outflow | variable | 0 | 1 | Volume of water released in the unsteay low flow days (acre-ft)
Vol_monthlyrelease | parameter | 1 | 5 | Different Total volumes of water to be released in the month i.e. June2018 in presented case (acre-ft)
weekdays | parameter | 0 | 1 | Number of days in month
weekendRate | parameter | 1 | 2 | Energy prices on weekends ($ per MWH)
weekends | parameter | 0 | 1 | Number of weekend days in the month
Weekend_Rel | parameter | 0 | 1 | Additional release made on weekend incomparison to weekday off-peak release(cfs).
Wkn | set | 1 | 4 | Scenarios to decide the change between off-peak release on weekday and weekend steady flows
XStore_steady | parameter | 3 | 220 | Store Energy Generated during steady flow days over different cases (MWH)
XStore_unsteady | parameter | 3 | 220 | Store Energy Generated during unsteady flow days over different cases (MWH)

## Scalar
TOC
Parameter | Value | Explanatory text
Convert | 0.083 | conversion factor from cfs to ac-ft per hour (0.0014*60)
Daily_RelRange | 8000 | Allowable daily release range (cfs)
evap | 1510 | evaporation (ac-ft per day Considered constant throughout the month
initstorage | 12899134 | Initial reservoir storage 1st June 2018 (acre-ft)
maxRel | 32000 | Maximum release in a day d at any timeperiod p(cfs)
maxstorage | 25000000 | Reservoir capacity (acre-ft)
minRel | 8000 | Minimum release in a day d at any timeperiod p(cfs)
minstorage | 8950000 | Minimum reservoir storage to maintain hydropower level(acre-ft)
Num_of_timesteps | 60 | Total Number of timesteps used
Steady_Days | 30 | To represent the number of steady low flow days
Totaldays | 30 | Total number of days in the month
TotMonth_volume | 1100000 | To represent total monthly volume (acre-ft)
weekdays | 22 | Number of days in month
weekends | 8 | Number of weekend days in the month
Weekend_Rel | 1000 | Additional release made on weekend incomparison to weekday off-peak release(cfs).
Variable | Lowerbound | Value | Upperbound | Marginal | Explanatory text
Avail_Water | -INF | 13536878.776 | INF | 0 | Total Water available in the system during the month (June)
ObjectiveVal | -INF | 0 | INF | 0 | Objective functions calculation
steady_Outflow | -INF | 1100000 | INF | 0 | Volume of water released in the steady low flow days (acre-ft)
Steady_Release | -INF | 0 | INF | 0 | Minimum release value of the hydrograph
storage | -INF | 12391578.776 | INF | 0 | reservoir storage at the end of the month (acre-ft)
unsteady_Outflow | -INF | 0 | INF | 0 | Volume of water released in the unsteay low flow days (acre-ft)
Equation | Lowerbound | Value | Upperbound | Marginal | Explanatory text
EQ12_EnergyRevenue | 0 | 0 | 0 | 1 | Total monthly Hydropower Revenue generated when number of steady low flow day are greater than number of weekend days($)
EQ13_Revenue | 0 | 0 | 0 | 1 | Total monthly Hydropower Renvenue generated if number of steady flow days are equal or less than weekend days ($)
EQ1__ResMassBal | -45300 | -45300 | -45300 | EPS | Reservoir mass balance (acre-ft)
EQ2__reqpowerstorage | 8950000 | 12391578.776 | INF | 0 | The minimum storage equivalent to reservoir level required for hydropower generation (acre-ft)
EQ3__maxstor | -INF | 12391578.776 | 25000000 | 0 | res storage max (acre-ft)
EQ7__Monthtlyrel | -1100000 | -1100000 | -1100000 | -22.5241 | Constraining Total monthly volume of water released in "June" as per WAPA information(acre-ft)
EQ8_Steadyflow | 1000 | 1000 | 1000 | EPS | Minimun release value within the hydrograph(cfs)
EQa_Inflow | 13536878.776 | 13536878.776 | 13536878.776 | EPS | Total volume of Water available in the system during the month (acre-ft)
EQb_SteadyOutflow | 0 | 0 | 0 | -22.5241 | Volume of Water released during the steady days (acre-ft)
EQc_UnSteadyOutflow | 0 | 0 | 0 | -22.5241 | Volume of Water released during the unsteady days (acre-ft)

## case
TOC
case | (set) | Defining constrainted cases for number of low flow steady days
dim1
case1
case2
case3
case4
case5
case6
case7
case8
case9
case10
case11
case12

## d
TOC
d | (set) | days in June
d
d1
d2
d3
d4
d5
d6
d7
d8
d9
d10
d11
d12
d13
d14
d15
d16
d17
d18
d19
d20
d21
d22
d23
d24
d25
d26
d27
d28
d29
d30

## Diff_Release
TOC
Diff_Release | (parameter) | Differnce between off-peak weekday release and weekend release(cfs)
Wkn | Value
H2 | 500
H3 | 750
H4 | 1000

## Duration
TOC
Duration | (parameter) | Duration of period (hours)
p | Value
pLow | 8
pHigh | 16

## EnergyRate
TOC
EnergyRate | (parameter) | Energy prices on weekdays ($ per MWH)
p | Value
pLow | 37.7
pHigh | 63.52

## Energy_Gen
TOC
Energy_Gen | (variable) | Hydropower Generated for each timestep during unsteady flow days (MWH)
p | Lowerbound | Value | Upperbound | Marginal
pLow | -INF | 5173.3489 | INF | 0
pHigh | -INF | 4755.2 | INF | 0

## EQ10_EnergyGen
TOC
EQ10_EnergyGen | (equation) | Energy generated in each time step during unsteady flow days (MWH)
p | Lowerbound | Value | Upperbound | Marginal
pLow | 0 | 0 | 0 | EPS
pHigh | 0 | 0 | 0 | EPS

## EQ11_EnergyGen_Max
TOC
EQ11_EnergyGen_Max | (equation) | Maximum Energy Generation Limit of the Glen Caynon Dam(MW)
p | Lowerbound | Value | Upperbound | Marginal
pLow | -INF | 5173.3489 | 10560 | 0
pHigh | -INF | 4755.2 | 21120 | 0

## EQ4__MaxR
TOC
EQ4__MaxR | (equation) | Max Release (cfs)
p | Lowerbound | Value | Upperbound | Marginal
pLow | -INF | 17406.9612 | 32000 | 0
pHigh | -INF | 8000 | 32000 | 0

## EQ5__MinR
TOC
EQ5__MinR | (equation) | Min Release (cfs)
p | Lowerbound | Value | Upperbound | Marginal
pLow | 8000 | 17406.9612 | INF | 0
pHigh | 8000 | 8000 | INF | EPS

## EQ6_Rel_Range
TOC
EQ6_Rel_Range | (equation) | Constraining the daily release range on a weekday (cfs per day)
p | Lowerbound | Value | Upperbound | Marginal
pLow | -INF | -9406.9612 | 8000 | 0
pHigh | -INF | -9406.9612 | 8000 | 0

## EQ9_SteadyEnergy
TOC
EQ9_SteadyEnergy | (equation) | Energy generated in each time step during steady flow days (MWH)
p | Lowerbound | Value | Upperbound | Marginal
pLow | 0 | 0 | 0 | 1131
pHigh | 0 | 0 | 0 | 1699.04

## FStore
TOC
FStore | (parameter) | Storing objective function values over different scenarios
Wkn | tot_vol | case | Value
H1 | V1 | case1 | 16393819.7426
H1 | V1 | case2 | 16683168.4035
H1 | V1 | case3 | 16864011.3166
H1 | V1 | case4 | 16966226.8762
H1 | V1 | case5 | 17077734.7593
H1 | V1 | case6 | 17077734.7593
H1 | V1 | case7 | 17021974.5648
H1 | V1 | case8 | 16896466.8727
H1 | V1 | case9 | 16708205.3346
H1 | V1 | case10 | 16394436.1044
H1 | V1 | case11 | 16080666.8741
H1 | V1 | case12 | 15766897.6439
H1 | V2 | case1 | 18919692.8624
H1 | V2 | case2 | 19159794.5342
H1 | V2 | case3 | 19279845.3701
H1 | V2 | case4 | 19339870.7881
H1 | V2 | case5 | 19399896.206
H1 | V2 | case6 | 19337142.36
H1 | V2 | case7 | 19274388.5139
H1 | V2 | case8 | 19148880.8218
H1 | V2 | case9 | 18960619.2837
H1 | V2 | case10 | 18646850.0535
H1 | V2 | case11 | 18333080.8233
H1 | V2 | case12 | 18019311.593
H1 | V3 | case1 | 21172106.8115
H1 | V3 | case2 | 21412208.4833
H1 | V3 | case3 | 21532259.3192
H1 | V3 | case4 | 21592284.7372
H1 | V3 | case5 | 21652310.1551
H1 | V3 | case6 | 21589556.3091
H1 | V3 | case7 | 21526802.4631
H1 | V3 | case8 | 21401294.771
H1 | V3 | case9 | 21213033.2328
H1 | V3 | case10 | 20899264.0026
H1 | V3 | case11 | 20585494.7724
H1 | V3 | case12 | 20271725.5422
H1 | V4 | case1 | 23424520.7606
H1 | V4 | case2 | 23664622.4325
H1 | V4 | case3 | 23784673.2684
H1 | V4 | case4 | 23844698.6863
H1 | V4 | case5 | 23904724.1043
H1 | V4 | case6 | 23841970.2582
H1 | V4 | case7 | 23779216.4122
H1 | V4 | case8 | 23653708.7201
H1 | V4 | case9 | 23465447.182
H1 | V4 | case10 | 23151677.9517
H1 | V4 | case11 | 22837908.7215
H1 | V4 | case12 | 22524139.4913
H1 | V5 | case1 | 25676934.7098
H1 | V5 | case2 | 25917036.3816
H1 | V5 | case3 | 26037087.2175
H1 | V5 | case4 | 26097112.6355
H1 | V5 | case5 | 26157138.0534
H1 | V5 | case6 | 26094384.2074
H1 | V5 | case7 | 26031630.3613
H1 | V5 | case8 | 25906122.6692
H1 | V5 | case9 | 25717861.1311
H1 | V5 | case10 | 25404091.9009
H1 | V5 | case11 | 25090322.6707
H1 | V5 | case12 | 24776553.4404
H2 | V1 | case1 | 16393819.7426
H2 | V1 | case2 | 16644209.5986
H2 | V1 | case3 | 16800703.2586
H2 | V1 | case4 | 16889156.1969
H2 | V1 | case5 | 16985650.3113
H2 | V1 | case6 | 16981813.4593
H2 | V1 | case7 | 16977976.6073
H2 | V1 | case8 | 16859633.0935
H2 | V1 | case9 | 16677510.5186
H2 | V1 | case10 | 16373972.8937
H2 | V1 | case11 | 16070435.2688
H2 | V1 | case12 | 15766897.6439
H2 | V2 | case1 | 18919692.8624
H2 | V2 | case2 | 19137285.0025
H2 | V2 | case3 | 19246081.0725
H2 | V2 | case4 | 19300479.1075
H2 | V2 | case5 | 19354877.1425
H2 | V2 | case6 | 19294169.6176
H2 | V2 | case7 | 19233462.0926
H2 | V2 | case8 | 19112047.0426
H2 | V2 | case9 | 18929924.4677
H2 | V2 | case10 | 18626386.8428
H2 | V2 | case11 | 18322849.2179
H2 | V2 | case12 | 18019311.593
H2 | V3 | case1 | 21172106.8115
H2 | V3 | case2 | 21389698.9516
H2 | V3 | case3 | 21498495.0216
H2 | V3 | case4 | 21552893.0567
H2 | V3 | case5 | 21607291.0917
H2 | V3 | case6 | 21546583.5667
H2 | V3 | case7 | 21485876.0417
H2 | V3 | case8 | 21364460.9918
H2 | V3 | case9 | 21182338.4168
H2 | V3 | case10 | 20878800.7919
H2 | V3 | case11 | 20575263.1671
H2 | V3 | case12 | 20271725.5422
H2 | V4 | case1 | 23424520.7606
H2 | V4 | case2 | 23642112.9007
H2 | V4 | case3 | 23750908.9708
H2 | V4 | case4 | 23805307.0058
H2 | V4 | case5 | 23859705.0408
H2 | V4 | case6 | 23798997.5158
H2 | V4 | case7 | 23738289.9909
H2 | V4 | case8 | 23616874.9409
H2 | V4 | case9 | 23434752.366
H2 | V4 | case10 | 23131214.7411
H2 | V4 | case11 | 22827677.1162
H2 | V4 | case12 | 22524139.4913
H2 | V5 | case1 | 25676934.7098
H2 | V5 | case2 | 25894526.8499
H2 | V5 | case3 | 26003322.9199
H2 | V5 | case4 | 26057720.9549
H2 | V5 | case5 | 26112118.9899
H2 | V5 | case6 | 26051411.465
H2 | V5 | case7 | 25990703.94
H2 | V5 | case8 | 25869288.89
H2 | V5 | case9 | 25687166.3151
H2 | V5 | case10 | 25383628.6902
H2 | V5 | case11 | 25080091.0653
H2 | V5 | case12 | 24776553.4404
H3 | V1 | case1 | 16393819.7426
H3 | V1 | case2 | 16624730.1961
H3 | V1 | case3 | 16769049.2296
H3 | V1 | case4 | 16850620.8572
H3 | V1 | case5 | 16939608.0873
H3 | V1 | case6 | 16933852.8093
H3 | V1 | case7 | 16928097.5313
H3 | V1 | case8 | 16841216.2039
H3 | V1 | case9 | 16662163.1106
H3 | V1 | case10 | 16363741.2884
H3 | V1 | case11 | 16065319.4661
H3 | V1 | case12 | 15766897.6439
H3 | V2 | case1 | 18919692.8624
H3 | V2 | case2 | 19126030.2366
H3 | V2 | case3 | 19229198.9237
H3 | V2 | case4 | 19280783.2673
H3 | V2 | case5 | 19332367.6108
H3 | V2 | case6 | 19272683.2464
H3 | V2 | case7 | 19212998.8819
H3 | V2 | case8 | 19093630.153
H3 | V2 | case9 | 18914577.0597
H3 | V2 | case10 | 18616155.2375
H3 | V2 | case11 | 18317733.4153
H3 | V2 | case12 | 18019311.593
H3 | V3 | case1 | 21172106.8115
H3 | V3 | case2 | 21378444.1857
H3 | V3 | case3 | 21481612.8728
H3 | V3 | case4 | 21533197.2164
H3 | V3 | case5 | 21584781.5599
H3 | V3 | case6 | 21525097.1955
H3 | V3 | case7 | 21465412.8311
H3 | V3 | case8 | 21346044.1022
H3 | V3 | case9 | 21166991.0088
H3 | V3 | case10 | 20868569.1866
H3 | V3 | case11 | 20570147.3644
H3 | V3 | case12 | 20271725.5422
H3 | V4 | case1 | 23424520.7606
H3 | V4 | case2 | 23630858.1349
H3 | V4 | case3 | 23734026.822
H3 | V4 | case4 | 23785611.1655
H3 | V4 | case5 | 23837195.5091
H3 | V4 | case6 | 23777511.1446
H3 | V4 | case7 | 23717826.7802
H3 | V4 | case8 | 23598458.0513
H3 | V4 | case9 | 23419404.958
H3 | V4 | case10 | 23120983.1357
H3 | V4 | case11 | 22822561.3135
H3 | V4 | case12 | 22524139.4913
H3 | V5 | case1 | 25676934.7098
H3 | V5 | case2 | 25883272.084
H3 | V5 | case3 | 25986440.7711
H3 | V5 | case4 | 26038025.1147
H3 | V5 | case5 | 26089609.4582
H3 | V5 | case6 | 26029925.0938
H3 | V5 | case7 | 25970240.7293
H3 | V5 | case8 | 25850872.0004
H3 | V5 | case9 | 25671818.9071
H3 | V5 | case10 | 25373397.0849
H3 | V5 | case11 | 25074975.2627
H3 | V5 | case12 | 24776553.4404
H4 | V1 | case1 | 16393819.7426
H4 | V1 | case2 | 16605250.7937
H4 | V1 | case3 | 16737395.2006
H4 | V1 | case4 | 16812085.5176
H4 | V1 | case5 | 16893565.8633
H4 | V1 | case6 | 16885892.1593
H4 | V1 | case7 | 16878218.4553
H4 | V1 | case8 | 16822799.3143
H4 | V1 | case9 | 16646815.7026
H4 | V1 | case10 | 16353509.683
H4 | V1 | case11 | 16060203.6635
H4 | V1 | case12 | 15766897.6439
H4 | V2 | case1 | 18919692.8624
H4 | V2 | case2 | 19114775.4707
H4 | V2 | case3 | 19212316.7749
H4 | V2 | case4 | 19261087.427
H4 | V2 | case5 | 19309858.0791
H4 | V2 | case6 | 19251196.8752
H4 | V2 | case7 | 19192535.6713
H4 | V2 | case8 | 19075213.2634
H4 | V2 | case9 | 18899229.6517
H4 | V2 | case10 | 18605923.6321
H4 | V2 | case11 | 18312617.6126
H4 | V2 | case12 | 18019311.593
H4 | V3 | case1 | 21172106.8115
H4 | V3 | case2 | 21367189.4199
H4 | V3 | case3 | 21464730.724
H4 | V3 | case4 | 21513501.3761
H4 | V3 | case5 | 21562272.0282
H4 | V3 | case6 | 21503610.8243
H4 | V3 | case7 | 21444949.6204
H4 | V3 | case8 | 21327627.2126
H4 | V3 | case9 | 21151643.6008
H4 | V3 | case10 | 20858337.5813
H4 | V3 | case11 | 20565031.5617
H4 | V3 | case12 | 20271725.5422
H4 | V4 | case1 | 23424520.7606
H4 | V4 | case2 | 23619603.369
H4 | V4 | case3 | 23717144.6732
H4 | V4 | case4 | 23765915.3253
H4 | V4 | case5 | 23814685.9773
H4 | V4 | case6 | 23756024.7734
H4 | V4 | case7 | 23697363.5695
H4 | V4 | case8 | 23580041.1617
H4 | V4 | case9 | 23404057.55
H4 | V4 | case10 | 23110751.5304
H4 | V4 | case11 | 22817445.5109
H4 | V4 | case12 | 22524139.4913
H4 | V5 | case1 | 25676934.7098
H4 | V5 | case2 | 25872017.3181
H4 | V5 | case3 | 25969558.6223
H4 | V5 | case4 | 26018329.2744
H4 | V5 | case5 | 26067099.9265
H4 | V5 | case6 | 26008438.7226
H4 | V5 | case7 | 25949777.5187
H4 | V5 | case8 | 25832455.1108
H4 | V5 | case9 | 25656471.4991
H4 | V5 | case10 | 25363165.4795
H4 | V5 | case11 | 25069859.46
H4 | V5 | case12 | 24776553.4404

## Inflow
TOC
Inflow | (parameter) | Inflow to reservoir (cfs)
d | Value
d1 | 22004
d2 | 16148
d3 | 19019
d4 | 18165
d5 | 19528
d6 | 16868
d7 | 14871
d8 | 16358
d9 | 12903
d10 | 14532
d11 | 12022
d12 | 11106
d13 | 8638
d14 | 13191
d15 | 6440
d16 | 8314
d17 | 6074
d18 | 7014
d19 | 9947
d20 | 6905
d21 | 5919
d22 | 9277
d23 | 7507
d24 | 7506
d25 | 4381
d26 | 5891
d27 | 5926
d28 | 4186
d29 | 3710
d30 | 5803

## Mar_Ramp
TOC
Mar_Ramp | (parameter) | To save margninal values associted with the ramp rate.
Wkn | tot_vol | case | p | Value
H1 | V1 | case1 | pLow | EPS
H1 | V1 | case1 | pHigh | EPS
H1 | V1 | case2 | pLow | EPS
H1 | V1 | case2 | pHigh | EPS
H1 | V1 | case3 | pLow | EPS
H1 | V1 | case3 | pHigh | EPS
H1 | V1 | case4 | pLow | EPS
H1 | V1 | case4 | pHigh | EPS
H1 | V1 | case5 | pLow | EPS
H1 | V1 | case5 | pHigh | EPS
H1 | V1 | case6 | pLow | EPS
H1 | V1 | case6 | pHigh | EPS
H1 | V1 | case7 | pLow | 156.8846
H1 | V1 | case7 | pHigh | EPS
H1 | V1 | case8 | pLow | 141.1962
H1 | V1 | case8 | pHigh | EPS
H1 | V1 | case9 | pLow | 117.6635
H1 | V1 | case9 | pHigh | EPS
H1 | V1 | case10 | pLow | 78.4423
H1 | V1 | case10 | pHigh | EPS
H1 | V1 | case11 | pLow | 39.2212
H1 | V1 | case11 | pHigh | EPS
H1 | V1 | case12 | pLow | EPS
H1 | V1 | case12 | pHigh | EPS
H1 | V2 | case1 | pLow | EPS
H1 | V2 | case1 | pHigh | 112.5477
H1 | V2 | case2 | pLow | 142.5604
H1 | V2 | case2 | pHigh | EPS
H1 | V2 | case3 | pLow | 157.5667
H1 | V2 | case3 | pHigh | EPS
H1 | V2 | case4 | pLow | 165.0699
H1 | V2 | case4 | pHigh | EPS
H1 | V2 | case5 | pLow | 172.5731
H1 | V2 | case5 | pHigh | EPS
H1 | V2 | case6 | pLow | 164.7288
H1 | V2 | case6 | pHigh | EPS
H1 | V2 | case7 | pLow | 156.8846
H1 | V2 | case7 | pHigh | EPS
H1 | V2 | case8 | pLow | 141.1962
H1 | V2 | case8 | pHigh | EPS
H1 | V2 | case9 | pLow | 117.6635
H1 | V2 | case9 | pHigh | EPS
H1 | V2 | case10 | pLow | 78.4423
H1 | V2 | case10 | pHigh | EPS
H1 | V2 | case11 | pLow | 39.2212
H1 | V2 | case11 | pHigh | EPS
H1 | V2 | case12 | pLow | EPS
H1 | V2 | case12 | pHigh | EPS
H1 | V3 | case1 | pLow | EPS
H1 | V3 | case1 | pHigh | 112.5477
H1 | V3 | case2 | pLow | 142.5604
H1 | V3 | case2 | pHigh | EPS
H1 | V3 | case3 | pLow | 157.5667
H1 | V3 | case3 | pHigh | EPS
H1 | V3 | case4 | pLow | 165.0699
H1 | V3 | case4 | pHigh | EPS
H1 | V3 | case5 | pLow | 172.5731
H1 | V3 | case5 | pHigh | EPS
H1 | V3 | case6 | pLow | 164.7288
H1 | V3 | case6 | pHigh | EPS
H1 | V3 | case7 | pLow | 156.8846
H1 | V3 | case7 | pHigh | EPS
H1 | V3 | case8 | pLow | 141.1962
H1 | V3 | case8 | pHigh | EPS
H1 | V3 | case9 | pLow | 117.6635
H1 | V3 | case9 | pHigh | EPS
H1 | V3 | case10 | pLow | 78.4423
H1 | V3 | case10 | pHigh | EPS
H1 | V3 | case11 | pLow | 39.2212
H1 | V3 | case11 | pHigh | EPS
H1 | V3 | case12 | pLow | EPS
H1 | V3 | case12 | pHigh | EPS
H1 | V4 | case1 | pLow | EPS
H1 | V4 | case1 | pHigh | 112.5477
H1 | V4 | case2 | pLow | 142.5604
H1 | V4 | case2 | pHigh | EPS
H1 | V4 | case3 | pLow | 157.5667
H1 | V4 | case3 | pHigh | EPS
H1 | V4 | case4 | pLow | 165.0699
H1 | V4 | case4 | pHigh | EPS
H1 | V4 | case5 | pLow | 172.5731
H1 | V4 | case5 | pHigh | EPS
H1 | V4 | case6 | pLow | 164.7288
H1 | V4 | case6 | pHigh | EPS
H1 | V4 | case7 | pLow | 156.8846
H1 | V4 | case7 | pHigh | EPS
H1 | V4 | case8 | pLow | 141.1962
H1 | V4 | case8 | pHigh | EPS
H1 | V4 | case9 | pLow | 117.6635
H1 | V4 | case9 | pHigh | EPS
H1 | V4 | case10 | pLow | 78.4423
H1 | V4 | case10 | pHigh | EPS
H1 | V4 | case11 | pLow | 39.2212
H1 | V4 | case11 | pHigh | EPS
H1 | V4 | case12 | pLow | EPS
H1 | V4 | case12 | pHigh | EPS
H1 | V5 | case1 | pLow | EPS
H1 | V5 | case1 | pHigh | 112.5477
H1 | V5 | case2 | pLow | 142.5604
H1 | V5 | case2 | pHigh | EPS
H1 | V5 | case3 | pLow | 157.5667
H1 | V5 | case3 | pHigh | EPS
H1 | V5 | case4 | pLow | 165.0699
H1 | V5 | case4 | pHigh | EPS
H1 | V5 | case5 | pLow | 172.5731
H1 | V5 | case5 | pHigh | EPS
H1 | V5 | case6 | pLow | 164.7288
H1 | V5 | case6 | pHigh | EPS
H1 | V5 | case7 | pLow | 156.8846
H1 | V5 | case7 | pHigh | EPS
H1 | V5 | case8 | pLow | 141.1962
H1 | V5 | case8 | pHigh | EPS
H1 | V5 | case9 | pLow | 117.6635
H1 | V5 | case9 | pHigh | EPS
H1 | V5 | case10 | pLow | 78.4423
H1 | V5 | case10 | pHigh | EPS
H1 | V5 | case11 | pLow | 39.2212
H1 | V5 | case11 | pHigh | EPS
H1 | V5 | case12 | pLow | EPS
H1 | V5 | case12 | pHigh | EPS
H2 | V1 | case1 | pLow | EPS
H2 | V1 | case1 | pHigh | EPS
H2 | V1 | case2 | pLow | EPS
H2 | V1 | case2 | pHigh | EPS
H2 | V1 | case3 | pLow | EPS
H2 | V1 | case3 | pHigh | EPS
H2 | V1 | case4 | pLow | EPS
H2 | V1 | case4 | pHigh | EPS
H2 | V1 | case5 | pLow | EPS
H2 | V1 | case5 | pHigh | EPS
H2 | V1 | case6 | pLow | EPS
H2 | V1 | case6 | pHigh | EPS
H2 | V1 | case7 | pLow | EPS
H2 | V1 | case7 | pHigh | EPS
H2 | V1 | case8 | pLow | 141.1962
H2 | V1 | case8 | pHigh | EPS
H2 | V1 | case9 | pLow | 117.6635
H2 | V1 | case9 | pHigh | EPS
H2 | V1 | case10 | pLow | 78.4423
H2 | V1 | case10 | pHigh | EPS
H2 | V1 | case11 | pLow | 39.2212
H2 | V1 | case11 | pHigh | EPS
H2 | V1 | case12 | pLow | EPS
H2 | V1 | case12 | pHigh | EPS
H2 | V2 | case1 | pLow | EPS
H2 | V2 | case1 | pHigh | 112.5477
H2 | V2 | case2 | pLow | 142.5604
H2 | V2 | case2 | pHigh | EPS
H2 | V2 | case3 | pLow | 157.5667
H2 | V2 | case3 | pHigh | EPS
H2 | V2 | case4 | pLow | 165.0699
H2 | V2 | case4 | pHigh | EPS
H2 | V2 | case5 | pLow | 172.5731
H2 | V2 | case5 | pHigh | EPS
H2 | V2 | case6 | pLow | 164.7288
H2 | V2 | case6 | pHigh | EPS
H2 | V2 | case7 | pLow | 156.8846
H2 | V2 | case7 | pHigh | EPS
H2 | V2 | case8 | pLow | 141.1962
H2 | V2 | case8 | pHigh | EPS
H2 | V2 | case9 | pLow | 117.6635
H2 | V2 | case9 | pHigh | EPS
H2 | V2 | case10 | pLow | 78.4423
H2 | V2 | case10 | pHigh | EPS
H2 | V2 | case11 | pLow | 39.2212
H2 | V2 | case11 | pHigh | EPS
H2 | V2 | case12 | pLow | EPS
H2 | V2 | case12 | pHigh | EPS
H2 | V3 | case1 | pLow | EPS
H2 | V3 | case1 | pHigh | 112.5477
H2 | V3 | case2 | pLow | 142.5604
H2 | V3 | case2 | pHigh | EPS
H2 | V3 | case3 | pLow | 157.5667
H2 | V3 | case3 | pHigh | EPS
H2 | V3 | case4 | pLow | 165.0699
H2 | V3 | case4 | pHigh | EPS
H2 | V3 | case5 | pLow | 172.5731
H2 | V3 | case5 | pHigh | EPS
H2 | V3 | case6 | pLow | 164.7288
H2 | V3 | case6 | pHigh | EPS
H2 | V3 | case7 | pLow | 156.8846
H2 | V3 | case7 | pHigh | EPS
H2 | V3 | case8 | pLow | 141.1962
H2 | V3 | case8 | pHigh | EPS
H2 | V3 | case9 | pLow | 117.6635
H2 | V3 | case9 | pHigh | EPS
H2 | V3 | case10 | pLow | 78.4423
H2 | V3 | case10 | pHigh | EPS
H2 | V3 | case11 | pLow | 39.2212
H2 | V3 | case11 | pHigh | EPS
H2 | V3 | case12 | pLow | EPS
H2 | V3 | case12 | pHigh | EPS
H2 | V4 | case1 | pLow | EPS
H2 | V4 | case1 | pHigh | 112.5477
H2 | V4 | case2 | pLow | 142.5604
H2 | V4 | case2 | pHigh | EPS
H2 | V4 | case3 | pLow | 157.5667
H2 | V4 | case3 | pHigh | EPS
H2 | V4 | case4 | pLow | 165.0699
H2 | V4 | case4 | pHigh | EPS
H2 | V4 | case5 | pLow | 172.5731
H2 | V4 | case5 | pHigh | EPS
H2 | V4 | case6 | pLow | 164.7288
H2 | V4 | case6 | pHigh | EPS
H2 | V4 | case7 | pLow | 156.8846
H2 | V4 | case7 | pHigh | EPS
H2 | V4 | case8 | pLow | 141.1962
H2 | V4 | case8 | pHigh | EPS
H2 | V4 | case9 | pLow | 117.6635
H2 | V4 | case9 | pHigh | EPS
H2 | V4 | case10 | pLow | 78.4423
H2 | V4 | case10 | pHigh | EPS
H2 | V4 | case11 | pLow | 39.2212
H2 | V4 | case11 | pHigh | EPS
H2 | V4 | case12 | pLow | EPS
H2 | V4 | case12 | pHigh | EPS
H2 | V5 | case1 | pLow | EPS
H2 | V5 | case1 | pHigh | 112.5477
H2 | V5 | case2 | pLow | 142.5604
H2 | V5 | case2 | pHigh | EPS
H2 | V5 | case3 | pLow | 157.5667
H2 | V5 | case3 | pHigh | EPS
H2 | V5 | case4 | pLow | 165.0699
H2 | V5 | case4 | pHigh | EPS
H2 | V5 | case5 | pLow | 172.5731
H2 | V5 | case5 | pHigh | EPS
H2 | V5 | case6 | pLow | 164.7288
H2 | V5 | case6 | pHigh | EPS
H2 | V5 | case7 | pLow | 156.8846
H2 | V5 | case7 | pHigh | EPS
H2 | V5 | case8 | pLow | 141.1962
H2 | V5 | case8 | pHigh | EPS
H2 | V5 | case9 | pLow | 117.6635
H2 | V5 | case9 | pHigh | EPS
H2 | V5 | case10 | pLow | 78.4423
H2 | V5 | case10 | pHigh | EPS
H2 | V5 | case11 | pLow | 39.2212
H2 | V5 | case11 | pHigh | EPS
H2 | V5 | case12 | pLow | EPS
H2 | V5 | case12 | pHigh | EPS
H3 | V1 | case1 | pLow | EPS
H3 | V1 | case1 | pHigh | EPS
H3 | V1 | case2 | pLow | EPS
H3 | V1 | case2 | pHigh | EPS
H3 | V1 | case3 | pLow | EPS
H3 | V1 | case3 | pHigh | EPS
H3 | V1 | case4 | pLow | EPS
H3 | V1 | case4 | pHigh | EPS
H3 | V1 | case5 | pLow | EPS
H3 | V1 | case5 | pHigh | EPS
H3 | V1 | case6 | pLow | EPS
H3 | V1 | case6 | pHigh | EPS
H3 | V1 | case7 | pLow | EPS
H3 | V1 | case7 | pHigh | EPS
H3 | V1 | case8 | pLow | 141.1962
H3 | V1 | case8 | pHigh | EPS
H3 | V1 | case9 | pLow | 117.6635
H3 | V1 | case9 | pHigh | EPS
H3 | V1 | case10 | pLow | 78.4423
H3 | V1 | case10 | pHigh | EPS
H3 | V1 | case11 | pLow | 39.2212
H3 | V1 | case11 | pHigh | EPS
H3 | V1 | case12 | pLow | EPS
H3 | V1 | case12 | pHigh | EPS
H3 | V2 | case1 | pLow | EPS
H3 | V2 | case1 | pHigh | 112.5477
H3 | V2 | case2 | pLow | 142.5604
H3 | V2 | case2 | pHigh | EPS
H3 | V2 | case3 | pLow | 157.5667
H3 | V2 | case3 | pHigh | EPS
H3 | V2 | case4 | pLow | 165.0699
H3 | V2 | case4 | pHigh | EPS
H3 | V2 | case5 | pLow | 172.5731
H3 | V2 | case5 | pHigh | EPS
H3 | V2 | case6 | pLow | 164.7288
H3 | V2 | case6 | pHigh | EPS
H3 | V2 | case7 | pLow | 156.8846
H3 | V2 | case7 | pHigh | EPS
H3 | V2 | case8 | pLow | 141.1962
H3 | V2 | case8 | pHigh | EPS
H3 | V2 | case9 | pLow | 117.6635
H3 | V2 | case9 | pHigh | EPS
H3 | V2 | case10 | pLow | 78.4423
H3 | V2 | case10 | pHigh | EPS
H3 | V2 | case11 | pLow | 39.2212
H3 | V2 | case11 | pHigh | EPS
H3 | V2 | case12 | pLow | EPS
H3 | V2 | case12 | pHigh | EPS
H3 | V3 | case1 | pLow | EPS
H3 | V3 | case1 | pHigh | 112.5477
H3 | V3 | case2 | pLow | 142.5604
H3 | V3 | case2 | pHigh | EPS
H3 | V3 | case3 | pLow | 157.5667
H3 | V3 | case3 | pHigh | EPS
H3 | V3 | case4 | pLow | 165.0699
H3 | V3 | case4 | pHigh | EPS
H3 | V3 | case5 | pLow | 172.5731
H3 | V3 | case5 | pHigh | EPS
H3 | V3 | case6 | pLow | 164.7288
H3 | V3 | case6 | pHigh | EPS
H3 | V3 | case7 | pLow | 156.8846
H3 | V3 | case7 | pHigh | EPS
H3 | V3 | case8 | pLow | 141.1962
H3 | V3 | case8 | pHigh | EPS
H3 | V3 | case9 | pLow | 117.6635
H3 | V3 | case9 | pHigh | EPS
H3 | V3 | case10 | pLow | 78.4423
H3 | V3 | case10 | pHigh | EPS
H3 | V3 | case11 | pLow | 39.2212
H3 | V3 | case11 | pHigh | EPS
H3 | V3 | case12 | pLow | EPS
H3 | V3 | case12 | pHigh | EPS
H3 | V4 | case1 | pLow | EPS
H3 | V4 | case1 | pHigh | 112.5477
H3 | V4 | case2 | pLow | 142.5604
H3 | V4 | case2 | pHigh | EPS
H3 | V4 | case3 | pLow | 157.5667
H3 | V4 | case3 | pHigh | EPS
H3 | V4 | case4 | pLow | 165.0699
H3 | V4 | case4 | pHigh | EPS
H3 | V4 | case5 | pLow | 172.5731
H3 | V4 | case5 | pHigh | EPS
H3 | V4 | case6 | pLow | 164.7288
H3 | V4 | case6 | pHigh | EPS
H3 | V4 | case7 | pLow | 156.8846
H3 | V4 | case7 | pHigh | EPS
H3 | V4 | case8 | pLow | 141.1962
H3 | V4 | case8 | pHigh | EPS
H3 | V4 | case9 | pLow | 117.6635
H3 | V4 | case9 | pHigh | EPS
H3 | V4 | case10 | pLow | 78.4423
H3 | V4 | case10 | pHigh | EPS
H3 | V4 | case11 | pLow | 39.2212
H3 | V4 | case11 | pHigh | EPS
H3 | V4 | case12 | pLow | EPS
H3 | V4 | case12 | pHigh | EPS
H3 | V5 | case1 | pLow | EPS
H3 | V5 | case1 | pHigh | 112.5477
H3 | V5 | case2 | pLow | 142.5604
H3 | V5 | case2 | pHigh | EPS
H3 | V5 | case3 | pLow | 157.5667
H3 | V5 | case3 | pHigh | EPS
H3 | V5 | case4 | pLow | 165.0699
H3 | V5 | case4 | pHigh | EPS
H3 | V5 | case5 | pLow | 172.5731
H3 | V5 | case5 | pHigh | EPS
H3 | V5 | case6 | pLow | 164.7288
H3 | V5 | case6 | pHigh | EPS
H3 | V5 | case7 | pLow | 156.8846
H3 | V5 | case7 | pHigh | EPS
H3 | V5 | case8 | pLow | 141.1962
H3 | V5 | case8 | pHigh | EPS
H3 | V5 | case9 | pLow | 117.6635
H3 | V5 | case9 | pHigh | EPS
H3 | V5 | case10 | pLow | 78.4423
H3 | V5 | case10 | pHigh | EPS
H3 | V5 | case11 | pLow | 39.2212
H3 | V5 | case11 | pHigh | EPS
H3 | V5 | case12 | pLow | EPS
H3 | V5 | case12 | pHigh | EPS
H4 | V1 | case1 | pLow | EPS
H4 | V1 | case1 | pHigh | EPS
H4 | V1 | case2 | pLow | EPS
H4 | V1 | case2 | pHigh | EPS
H4 | V1 | case3 | pLow | EPS
H4 | V1 | case3 | pHigh | EPS
H4 | V1 | case4 | pLow | EPS
H4 | V1 | case4 | pHigh | EPS
H4 | V1 | case5 | pLow | EPS
H4 | V1 | case5 | pHigh | EPS
H4 | V1 | case6 | pLow | EPS
H4 | V1 | case6 | pHigh | EPS
H4 | V1 | case7 | pLow | EPS
H4 | V1 | case7 | pHigh | EPS
H4 | V1 | case8 | pLow | 141.1962
H4 | V1 | case8 | pHigh | EPS
H4 | V1 | case9 | pLow | 117.6635
H4 | V1 | case9 | pHigh | EPS
H4 | V1 | case10 | pLow | 78.4423
H4 | V1 | case10 | pHigh | EPS
H4 | V1 | case11 | pLow | 39.2212
H4 | V1 | case11 | pHigh | EPS
H4 | V1 | case12 | pLow | EPS
H4 | V1 | case12 | pHigh | EPS
H4 | V2 | case1 | pLow | EPS
H4 | V2 | case1 | pHigh | 112.5477
H4 | V2 | case2 | pLow | 142.5604
H4 | V2 | case2 | pHigh | EPS
H4 | V2 | case3 | pLow | 157.5667
H4 | V2 | case3 | pHigh | EPS
H4 | V2 | case4 | pLow | 165.0699
H4 | V2 | case4 | pHigh | EPS
H4 | V2 | case5 | pLow | 172.5731
H4 | V2 | case5 | pHigh | EPS
H4 | V2 | case6 | pLow | 164.7288
H4 | V2 | case6 | pHigh | EPS
H4 | V2 | case7 | pLow | 156.8846
H4 | V2 | case7 | pHigh | EPS
H4 | V2 | case8 | pLow | 141.1962
H4 | V2 | case8 | pHigh | EPS
H4 | V2 | case9 | pLow | 117.6635
H4 | V2 | case9 | pHigh | EPS
H4 | V2 | case10 | pLow | 78.4423
H4 | V2 | case10 | pHigh | EPS
H4 | V2 | case11 | pLow | 39.2212
H4 | V2 | case11 | pHigh | EPS
H4 | V2 | case12 | pLow | EPS
H4 | V2 | case12 | pHigh | EPS
H4 | V3 | case1 | pLow | EPS
H4 | V3 | case1 | pHigh | 112.5477
H4 | V3 | case2 | pLow | 142.5604
H4 | V3 | case2 | pHigh | EPS
H4 | V3 | case3 | pLow | 157.5667
H4 | V3 | case3 | pHigh | EPS
H4 | V3 | case4 | pLow | 165.0699
H4 | V3 | case4 | pHigh | EPS
H4 | V3 | case5 | pLow | 172.5731
H4 | V3 | case5 | pHigh | EPS
H4 | V3 | case6 | pLow | 164.7288
H4 | V3 | case6 | pHigh | EPS
H4 | V3 | case7 | pLow | 156.8846
H4 | V3 | case7 | pHigh | EPS
H4 | V3 | case8 | pLow | 141.1962
H4 | V3 | case8 | pHigh | EPS
H4 | V3 | case9 | pLow | 117.6635
H4 | V3 | case9 | pHigh | EPS
H4 | V3 | case10 | pLow | 78.4423
H4 | V3 | case10 | pHigh | EPS
H4 | V3 | case11 | pLow | 39.2212
H4 | V3 | case11 | pHigh | EPS
H4 | V3 | case12 | pLow | EPS
H4 | V3 | case12 | pHigh | EPS
H4 | V4 | case1 | pLow | EPS
H4 | V4 | case1 | pHigh | 112.5477
H4 | V4 | case2 | pLow | 142.5604
H4 | V4 | case2 | pHigh | EPS
H4 | V4 | case3 | pLow | 157.5667
H4 | V4 | case3 | pHigh | EPS
H4 | V4 | case4 | pLow | 165.0699
H4 | V4 | case4 | pHigh | EPS
H4 | V4 | case5 | pLow | 172.5731
H4 | V4 | case5 | pHigh | EPS
H4 | V4 | case6 | pLow | 164.7288
H4 | V4 | case6 | pHigh | EPS
H4 | V4 | case7 | pLow | 156.8846
H4 | V4 | case7 | pHigh | EPS
H4 | V4 | case8 | pLow | 141.1962
H4 | V4 | case8 | pHigh | EPS
H4 | V4 | case9 | pLow | 117.6635
H4 | V4 | case9 | pHigh | EPS
H4 | V4 | case10 | pLow | 78.4423
H4 | V4 | case10 | pHigh | EPS
H4 | V4 | case11 | pLow | 39.2212
H4 | V4 | case11 | pHigh | EPS
H4 | V4 | case12 | pLow | EPS
H4 | V4 | case12 | pHigh | EPS
H4 | V5 | case1 | pLow | EPS
H4 | V5 | case1 | pHigh | 112.5477
H4 | V5 | case2 | pLow | 142.5604
H4 | V5 | case2 | pHigh | EPS
H4 | V5 | case3 | pLow | 157.5667
H4 | V5 | case3 | pHigh | EPS
H4 | V5 | case4 | pLow | 165.0699
H4 | V5 | case4 | pHigh | EPS
H4 | V5 | case5 | pLow | 172.5731
H4 | V5 | case5 | pHigh | EPS
H4 | V5 | case6 | pLow | 164.7288
H4 | V5 | case6 | pHigh | EPS
H4 | V5 | case7 | pLow | 156.8846
H4 | V5 | case7 | pHigh | EPS
H4 | V5 | case8 | pLow | 141.1962
H4 | V5 | case8 | pHigh | EPS
H4 | V5 | case9 | pLow | 117.6635
H4 | V5 | case9 | pHigh | EPS
H4 | V5 | case10 | pLow | 78.4423
H4 | V5 | case10 | pHigh | EPS
H4 | V5 | case11 | pLow | 39.2212
H4 | V5 | case11 | pHigh | EPS
H4 | V5 | case12 | pLow | EPS
H4 | V5 | case12 | pHigh | EPS

## ModelResults
TOC
ModelResults | (parameter) | Store solution status of the scenarios i.e. whether the solution found is optimal or not?
Wkn | tot_vol | case | modpar | Value
H1 | V1 | case1 | ModStat | 1
H1 | V1 | case1 | SolStat | 1
H1 | V1 | case2 | ModStat | 1
H1 | V1 | case2 | SolStat | 1
H1 | V1 | case3 | ModStat | 1
H1 | V1 | case3 | SolStat | 1
H1 | V1 | case4 | ModStat | 1
H1 | V1 | case4 | SolStat | 1
H1 | V1 | case5 | ModStat | 1
H1 | V1 | case5 | SolStat | 1
H1 | V1 | case6 | ModStat | 1
H1 | V1 | case6 | SolStat | 1
H1 | V1 | case7 | ModStat | 1
H1 | V1 | case7 | SolStat | 1
H1 | V1 | case8 | ModStat | 1
H1 | V1 | case8 | SolStat | 1
H1 | V1 | case9 | ModStat | 1
H1 | V1 | case9 | SolStat | 1
H1 | V1 | case10 | ModStat | 1
H1 | V1 | case10 | SolStat | 1
H1 | V1 | case11 | ModStat | 1
H1 | V1 | case11 | SolStat | 1
H1 | V1 | case12 | ModStat | 1
H1 | V1 | case12 | SolStat | 1
H1 | V2 | case1 | ModStat | 1
H1 | V2 | case1 | SolStat | 1
H1 | V2 | case2 | ModStat | 1
H1 | V2 | case2 | SolStat | 1
H1 | V2 | case3 | ModStat | 1
H1 | V2 | case3 | SolStat | 1
H1 | V2 | case4 | ModStat | 1
H1 | V2 | case4 | SolStat | 1
H1 | V2 | case5 | ModStat | 1
H1 | V2 | case5 | SolStat | 1
H1 | V2 | case6 | ModStat | 1
H1 | V2 | case6 | SolStat | 1
H1 | V2 | case7 | ModStat | 1
H1 | V2 | case7 | SolStat | 1
H1 | V2 | case8 | ModStat | 1
H1 | V2 | case8 | SolStat | 1
H1 | V2 | case9 | ModStat | 1
H1 | V2 | case9 | SolStat | 1
H1 | V2 | case10 | ModStat | 1
H1 | V2 | case10 | SolStat | 1
H1 | V2 | case11 | ModStat | 1
H1 | V2 | case11 | SolStat | 1
H1 | V2 | case12 | ModStat | 1
H1 | V2 | case12 | SolStat | 1
H1 | V3 | case1 | ModStat | 1
H1 | V3 | case1 | SolStat | 1
H1 | V3 | case2 | ModStat | 1
H1 | V3 | case2 | SolStat | 1
H1 | V3 | case3 | ModStat | 1
H1 | V3 | case3 | SolStat | 1
H1 | V3 | case4 | ModStat | 1
H1 | V3 | case4 | SolStat | 1
H1 | V3 | case5 | ModStat | 1
H1 | V3 | case5 | SolStat | 1
H1 | V3 | case6 | ModStat | 1
H1 | V3 | case6 | SolStat | 1
H1 | V3 | case7 | ModStat | 1
H1 | V3 | case7 | SolStat | 1
H1 | V3 | case8 | ModStat | 1
H1 | V3 | case8 | SolStat | 1
H1 | V3 | case9 | ModStat | 1
H1 | V3 | case9 | SolStat | 1
H1 | V3 | case10 | ModStat | 1
H1 | V3 | case10 | SolStat | 1
H1 | V3 | case11 | ModStat | 1
H1 | V3 | case11 | SolStat | 1
H1 | V3 | case12 | ModStat | 1
H1 | V3 | case12 | SolStat | 1
H1 | V4 | case1 | ModStat | 1
H1 | V4 | case1 | SolStat | 1
H1 | V4 | case2 | ModStat | 1
H1 | V4 | case2 | SolStat | 1
H1 | V4 | case3 | ModStat | 1
H1 | V4 | case3 | SolStat | 1
H1 | V4 | case4 | ModStat | 1
H1 | V4 | case4 | SolStat | 1
H1 | V4 | case5 | ModStat | 1
H1 | V4 | case5 | SolStat | 1
H1 | V4 | case6 | ModStat | 1
H1 | V4 | case6 | SolStat | 1
H1 | V4 | case7 | ModStat | 1
H1 | V4 | case7 | SolStat | 1
H1 | V4 | case8 | ModStat | 1
H1 | V4 | case8 | SolStat | 1
H1 | V4 | case9 | ModStat | 1
H1 | V4 | case9 | SolStat | 1
H1 | V4 | case10 | ModStat | 1
H1 | V4 | case10 | SolStat | 1
H1 | V4 | case11 | ModStat | 1
H1 | V4 | case11 | SolStat | 1
H1 | V4 | case12 | ModStat | 1
H1 | V4 | case12 | SolStat | 1
H1 | V5 | case1 | ModStat | 1
H1 | V5 | case1 | SolStat | 1
H1 | V5 | case2 | ModStat | 1
H1 | V5 | case2 | SolStat | 1
H1 | V5 | case3 | ModStat | 1
H1 | V5 | case3 | SolStat | 1
H1 | V5 | case4 | ModStat | 1
H1 | V5 | case4 | SolStat | 1
H1 | V5 | case5 | ModStat | 1
H1 | V5 | case5 | SolStat | 1
H1 | V5 | case6 | ModStat | 1
H1 | V5 | case6 | SolStat | 1
H1 | V5 | case7 | ModStat | 1
H1 | V5 | case7 | SolStat | 1
H1 | V5 | case8 | ModStat | 1
H1 | V5 | case8 | SolStat | 1
H1 | V5 | case9 | ModStat | 1
H1 | V5 | case9 | SolStat | 1
H1 | V5 | case10 | ModStat | 1
H1 | V5 | case10 | SolStat | 1
H1 | V5 | case11 | ModStat | 1
H1 | V5 | case11 | SolStat | 1
H1 | V5 | case12 | ModStat | 1
H1 | V5 | case12 | SolStat | 1
H2 | V1 | case1 | ModStat | 1
H2 | V1 | case1 | SolStat | 1
H2 | V1 | case2 | ModStat | 1
H2 | V1 | case2 | SolStat | 1
H2 | V1 | case3 | ModStat | 1
H2 | V1 | case3 | SolStat | 1
H2 | V1 | case4 | ModStat | 1
H2 | V1 | case4 | SolStat | 1
H2 | V1 | case5 | ModStat | 1
H2 | V1 | case5 | SolStat | 1
H2 | V1 | case6 | ModStat | 1
H2 | V1 | case6 | SolStat | 1
H2 | V1 | case7 | ModStat | 1
H2 | V1 | case7 | SolStat | 1
H2 | V1 | case8 | ModStat | 1
H2 | V1 | case8 | SolStat | 1
H2 | V1 | case9 | ModStat | 1
H2 | V1 | case9 | SolStat | 1
H2 | V1 | case10 | ModStat | 1
H2 | V1 | case10 | SolStat | 1
H2 | V1 | case11 | ModStat | 1
H2 | V1 | case11 | SolStat | 1
H2 | V1 | case12 | ModStat | 1
H2 | V1 | case12 | SolStat | 1
H2 | V2 | case1 | ModStat | 1
H2 | V2 | case1 | SolStat | 1
H2 | V2 | case2 | ModStat | 1
H2 | V2 | case2 | SolStat | 1
H2 | V2 | case3 | ModStat | 1
H2 | V2 | case3 | SolStat | 1
H2 | V2 | case4 | ModStat | 1
H2 | V2 | case4 | SolStat | 1
H2 | V2 | case5 | ModStat | 1
H2 | V2 | case5 | SolStat | 1
H2 | V2 | case6 | ModStat | 1
H2 | V2 | case6 | SolStat | 1
H2 | V2 | case7 | ModStat | 1
H2 | V2 | case7 | SolStat | 1
H2 | V2 | case8 | ModStat | 1
H2 | V2 | case8 | SolStat | 1
H2 | V2 | case9 | ModStat | 1
H2 | V2 | case9 | SolStat | 1
H2 | V2 | case10 | ModStat | 1
H2 | V2 | case10 | SolStat | 1
H2 | V2 | case11 | ModStat | 1
H2 | V2 | case11 | SolStat | 1
H2 | V2 | case12 | ModStat | 1
H2 | V2 | case12 | SolStat | 1
H2 | V3 | case1 | ModStat | 1
H2 | V3 | case1 | SolStat | 1
H2 | V3 | case2 | ModStat | 1
H2 | V3 | case2 | SolStat | 1
H2 | V3 | case3 | ModStat | 1
H2 | V3 | case3 | SolStat | 1
H2 | V3 | case4 | ModStat | 1
H2 | V3 | case4 | SolStat | 1
H2 | V3 | case5 | ModStat | 1
H2 | V3 | case5 | SolStat | 1
H2 | V3 | case6 | ModStat | 1
H2 | V3 | case6 | SolStat | 1
H2 | V3 | case7 | ModStat | 1
H2 | V3 | case7 | SolStat | 1
H2 | V3 | case8 | ModStat | 1
H2 | V3 | case8 | SolStat | 1
H2 | V3 | case9 | ModStat | 1
H2 | V3 | case9 | SolStat | 1
H2 | V3 | case10 | ModStat | 1
H2 | V3 | case10 | SolStat | 1
H2 | V3 | case11 | ModStat | 1
H2 | V3 | case11 | SolStat | 1
H2 | V3 | case12 | ModStat | 1
H2 | V3 | case12 | SolStat | 1
H2 | V4 | case1 | ModStat | 1
H2 | V4 | case1 | SolStat | 1
H2 | V4 | case2 | ModStat | 1
H2 | V4 | case2 | SolStat | 1
H2 | V4 | case3 | ModStat | 1
H2 | V4 | case3 | SolStat | 1
H2 | V4 | case4 | ModStat | 1
H2 | V4 | case4 | SolStat | 1
H2 | V4 | case5 | ModStat | 1
H2 | V4 | case5 | SolStat | 1
H2 | V4 | case6 | ModStat | 1
H2 | V4 | case6 | SolStat | 1
H2 | V4 | case7 | ModStat | 1
H2 | V4 | case7 | SolStat | 1
H2 | V4 | case8 | ModStat | 1
H2 | V4 | case8 | SolStat | 1
H2 | V4 | case9 | ModStat | 1
H2 | V4 | case9 | SolStat | 1
H2 | V4 | case10 | ModStat | 1
H2 | V4 | case10 | SolStat | 1
H2 | V4 | case11 | ModStat | 1
H2 | V4 | case11 | SolStat | 1
H2 | V4 | case12 | ModStat | 1
H2 | V4 | case12 | SolStat | 1
H2 | V5 | case1 | ModStat | 1
H2 | V5 | case1 | SolStat | 1
H2 | V5 | case2 | ModStat | 1
H2 | V5 | case2 | SolStat | 1
H2 | V5 | case3 | ModStat | 1
H2 | V5 | case3 | SolStat | 1
H2 | V5 | case4 | ModStat | 1
H2 | V5 | case4 | SolStat | 1
H2 | V5 | case5 | ModStat | 1
H2 | V5 | case5 | SolStat | 1
H2 | V5 | case6 | ModStat | 1
H2 | V5 | case6 | SolStat | 1
H2 | V5 | case7 | ModStat | 1
H2 | V5 | case7 | SolStat | 1
H2 | V5 | case8 | ModStat | 1
H2 | V5 | case8 | SolStat | 1
H2 | V5 | case9 | ModStat | 1
H2 | V5 | case9 | SolStat | 1
H2 | V5 | case10 | ModStat | 1
H2 | V5 | case10 | SolStat | 1
H2 | V5 | case11 | ModStat | 1
H2 | V5 | case11 | SolStat | 1
H2 | V5 | case12 | ModStat | 1
H2 | V5 | case12 | SolStat | 1
H3 | V1 | case1 | ModStat | 1
H3 | V1 | case1 | SolStat | 1
H3 | V1 | case2 | ModStat | 1
H3 | V1 | case2 | SolStat | 1
H3 | V1 | case3 | ModStat | 1
H3 | V1 | case3 | SolStat | 1
H3 | V1 | case4 | ModStat | 1
H3 | V1 | case4 | SolStat | 1
H3 | V1 | case5 | ModStat | 1
H3 | V1 | case5 | SolStat | 1
H3 | V1 | case6 | ModStat | 1
H3 | V1 | case6 | SolStat | 1
H3 | V1 | case7 | ModStat | 1
H3 | V1 | case7 | SolStat | 1
H3 | V1 | case8 | ModStat | 1
H3 | V1 | case8 | SolStat | 1
H3 | V1 | case9 | ModStat | 1
H3 | V1 | case9 | SolStat | 1
H3 | V1 | case10 | ModStat | 1
H3 | V1 | case10 | SolStat | 1
H3 | V1 | case11 | ModStat | 1
H3 | V1 | case11 | SolStat | 1
H3 | V1 | case12 | ModStat | 1
H3 | V1 | case12 | SolStat | 1
H3 | V2 | case1 | ModStat | 1
H3 | V2 | case1 | SolStat | 1
H3 | V2 | case2 | ModStat | 1
H3 | V2 | case2 | SolStat | 1
H3 | V2 | case3 | ModStat | 1
H3 | V2 | case3 | SolStat | 1
H3 | V2 | case4 | ModStat | 1
H3 | V2 | case4 | SolStat | 1
H3 | V2 | case5 | ModStat | 1
H3 | V2 | case5 | SolStat | 1
H3 | V2 | case6 | ModStat | 1
H3 | V2 | case6 | SolStat | 1
H3 | V2 | case7 | ModStat | 1
H3 | V2 | case7 | SolStat | 1
H3 | V2 | case8 | ModStat | 1
H3 | V2 | case8 | SolStat | 1
H3 | V2 | case9 | ModStat | 1
H3 | V2 | case9 | SolStat | 1
H3 | V2 | case10 | ModStat | 1
H3 | V2 | case10 | SolStat | 1
H3 | V2 | case11 | ModStat | 1
H3 | V2 | case11 | SolStat | 1
H3 | V2 | case12 | ModStat | 1
H3 | V2 | case12 | SolStat | 1
H3 | V3 | case1 | ModStat | 1
H3 | V3 | case1 | SolStat | 1
H3 | V3 | case2 | ModStat | 1
H3 | V3 | case2 | SolStat | 1
H3 | V3 | case3 | ModStat | 1
H3 | V3 | case3 | SolStat | 1
H3 | V3 | case4 | ModStat | 1
H3 | V3 | case4 | SolStat | 1
H3 | V3 | case5 | ModStat | 1
H3 | V3 | case5 | SolStat | 1
H3 | V3 | case6 | ModStat | 1
H3 | V3 | case6 | SolStat | 1
H3 | V3 | case7 | ModStat | 1
H3 | V3 | case7 | SolStat | 1
H3 | V3 | case8 | ModStat | 1
H3 | V3 | case8 | SolStat | 1
H3 | V3 | case9 | ModStat | 1
H3 | V3 | case9 | SolStat | 1
H3 | V3 | case10 | ModStat | 1
H3 | V3 | case10 | SolStat | 1
H3 | V3 | case11 | ModStat | 1
H3 | V3 | case11 | SolStat | 1
H3 | V3 | case12 | ModStat | 1
H3 | V3 | case12 | SolStat | 1
H3 | V4 | case1 | ModStat | 1
H3 | V4 | case1 | SolStat | 1
H3 | V4 | case2 | ModStat | 1
H3 | V4 | case2 | SolStat | 1
H3 | V4 | case3 | ModStat | 1
H3 | V4 | case3 | SolStat | 1
H3 | V4 | case4 | ModStat | 1
H3 | V4 | case4 | SolStat | 1
H3 | V4 | case5 | ModStat | 1
H3 | V4 | case5 | SolStat | 1
H3 | V4 | case6 | ModStat | 1
H3 | V4 | case6 | SolStat | 1
H3 | V4 | case7 | ModStat | 1
H3 | V4 | case7 | SolStat | 1
H3 | V4 | case8 | ModStat | 1
H3 | V4 | case8 | SolStat | 1
H3 | V4 | case9 | ModStat | 1
H3 | V4 | case9 | SolStat | 1
H3 | V4 | case10 | ModStat | 1
H3 | V4 | case10 | SolStat | 1
H3 | V4 | case11 | ModStat | 1
H3 | V4 | case11 | SolStat | 1
H3 | V4 | case12 | ModStat | 1
H3 | V4 | case12 | SolStat | 1
H3 | V5 | case1 | ModStat | 1
H3 | V5 | case1 | SolStat | 1
H3 | V5 | case2 | ModStat | 1
H3 | V5 | case2 | SolStat | 1
H3 | V5 | case3 | ModStat | 1
H3 | V5 | case3 | SolStat | 1
H3 | V5 | case4 | ModStat | 1
H3 | V5 | case4 | SolStat | 1
H3 | V5 | case5 | ModStat | 1
H3 | V5 | case5 | SolStat | 1
H3 | V5 | case6 | ModStat | 1
H3 | V5 | case6 | SolStat | 1
H3 | V5 | case7 | ModStat | 1
H3 | V5 | case7 | SolStat | 1
H3 | V5 | case8 | ModStat | 1
H3 | V5 | case8 | SolStat | 1
H3 | V5 | case9 | ModStat | 1
H3 | V5 | case9 | SolStat | 1
H3 | V5 | case10 | ModStat | 1
H3 | V5 | case10 | SolStat | 1
H3 | V5 | case11 | ModStat | 1
H3 | V5 | case11 | SolStat | 1
H3 | V5 | case12 | ModStat | 1
H3 | V5 | case12 | SolStat | 1
H4 | V1 | case1 | ModStat | 1
H4 | V1 | case1 | SolStat | 1
H4 | V1 | case2 | ModStat | 1
H4 | V1 | case2 | SolStat | 1
H4 | V1 | case3 | ModStat | 1
H4 | V1 | case3 | SolStat | 1
H4 | V1 | case4 | ModStat | 1
H4 | V1 | case4 | SolStat | 1
H4 | V1 | case5 | ModStat | 1
H4 | V1 | case5 | SolStat | 1
H4 | V1 | case6 | ModStat | 1
H4 | V1 | case6 | SolStat | 1
H4 | V1 | case7 | ModStat | 1
H4 | V1 | case7 | SolStat | 1
H4 | V1 | case8 | ModStat | 1
H4 | V1 | case8 | SolStat | 1
H4 | V1 | case9 | ModStat | 1
H4 | V1 | case9 | SolStat | 1
H4 | V1 | case10 | ModStat | 1
H4 | V1 | case10 | SolStat | 1
H4 | V1 | case11 | ModStat | 1
H4 | V1 | case11 | SolStat | 1
H4 | V1 | case12 | ModStat | 1
H4 | V1 | case12 | SolStat | 1
H4 | V2 | case1 | ModStat | 1
H4 | V2 | case1 | SolStat | 1
H4 | V2 | case2 | ModStat | 1
H4 | V2 | case2 | SolStat | 1
H4 | V2 | case3 | ModStat | 1
H4 | V2 | case3 | SolStat | 1
H4 | V2 | case4 | ModStat | 1
H4 | V2 | case4 | SolStat | 1
H4 | V2 | case5 | ModStat | 1
H4 | V2 | case5 | SolStat | 1
H4 | V2 | case6 | ModStat | 1
H4 | V2 | case6 | SolStat | 1
H4 | V2 | case7 | ModStat | 1
H4 | V2 | case7 | SolStat | 1
H4 | V2 | case8 | ModStat | 1
H4 | V2 | case8 | SolStat | 1
H4 | V2 | case9 | ModStat | 1
H4 | V2 | case9 | SolStat | 1
H4 | V2 | case10 | ModStat | 1
H4 | V2 | case10 | SolStat | 1
H4 | V2 | case11 | ModStat | 1
H4 | V2 | case11 | SolStat | 1
H4 | V2 | case12 | ModStat | 1
H4 | V2 | case12 | SolStat | 1
H4 | V3 | case1 | ModStat | 1
H4 | V3 | case1 | SolStat | 1
H4 | V3 | case2 | ModStat | 1
H4 | V3 | case2 | SolStat | 1
H4 | V3 | case3 | ModStat | 1
H4 | V3 | case3 | SolStat | 1
H4 | V3 | case4 | ModStat | 1
H4 | V3 | case4 | SolStat | 1
H4 | V3 | case5 | ModStat | 1
H4 | V3 | case5 | SolStat | 1
H4 | V3 | case6 | ModStat | 1
H4 | V3 | case6 | SolStat | 1
H4 | V3 | case7 | ModStat | 1
H4 | V3 | case7 | SolStat | 1
H4 | V3 | case8 | ModStat | 1
H4 | V3 | case8 | SolStat | 1
H4 | V3 | case9 | ModStat | 1
H4 | V3 | case9 | SolStat | 1
H4 | V3 | case10 | ModStat | 1
H4 | V3 | case10 | SolStat | 1
H4 | V3 | case11 | ModStat | 1
H4 | V3 | case11 | SolStat | 1
H4 | V3 | case12 | ModStat | 1
H4 | V3 | case12 | SolStat | 1
H4 | V4 | case1 | ModStat | 1
H4 | V4 | case1 | SolStat | 1
H4 | V4 | case2 | ModStat | 1
H4 | V4 | case2 | SolStat | 1
H4 | V4 | case3 | ModStat | 1
H4 | V4 | case3 | SolStat | 1
H4 | V4 | case4 | ModStat | 1
H4 | V4 | case4 | SolStat | 1
H4 | V4 | case5 | ModStat | 1
H4 | V4 | case5 | SolStat | 1
H4 | V4 | case6 | ModStat | 1
H4 | V4 | case6 | SolStat | 1
H4 | V4 | case7 | ModStat | 1
H4 | V4 | case7 | SolStat | 1
H4 | V4 | case8 | ModStat | 1
H4 | V4 | case8 | SolStat | 1
H4 | V4 | case9 | ModStat | 1
H4 | V4 | case9 | SolStat | 1
H4 | V4 | case10 | ModStat | 1
H4 | V4 | case10 | SolStat | 1
H4 | V4 | case11 | ModStat | 1
H4 | V4 | case11 | SolStat | 1
H4 | V4 | case12 | ModStat | 1
H4 | V4 | case12 | SolStat | 1
H4 | V5 | case1 | ModStat | 1
H4 | V5 | case1 | SolStat | 1
H4 | V5 | case2 | ModStat | 1
H4 | V5 | case2 | SolStat | 1
H4 | V5 | case3 | ModStat | 1
H4 | V5 | case3 | SolStat | 1
H4 | V5 | case4 | ModStat | 1
H4 | V5 | case4 | SolStat | 1
H4 | V5 | case5 | ModStat | 1
H4 | V5 | case5 | SolStat | 1
H4 | V5 | case6 | ModStat | 1
H4 | V5 | case6 | SolStat | 1
H4 | V5 | case7 | ModStat | 1
H4 | V5 | case7 | SolStat | 1
H4 | V5 | case8 | ModStat | 1
H4 | V5 | case8 | SolStat | 1
H4 | V5 | case9 | ModStat | 1
H4 | V5 | case9 | SolStat | 1
H4 | V5 | case10 | ModStat | 1
H4 | V5 | case10 | SolStat | 1
H4 | V5 | case11 | ModStat | 1
H4 | V5 | case11 | SolStat | 1
H4 | V5 | case12 | ModStat | 1
H4 | V5 | case12 | SolStat | 1

## modpar
TOC
modpar | (set) | Saving model status for each of the scenario solution
dim1
ModStat | Model Status
SolStat | Solve Status

## Num_steady
TOC
Num_steady | (parameter) | Number of steady low flow days
case | Value
case2 | 4
case3 | 6
case4 | 7
case5 | 8
case6 | 9
case7 | 10
case8 | 12
case9 | 15
case10 | 20
case11 | 25
case12 | 30

## p
TOC
p | (set) | time period during a day
dim1
pLow | Low flow period
pHigh | High flow period

## RStore_steady
TOC
RStore_steady | (parameter) | Store Release values during steady flow days over different cases(cfs)
Wkn | tot_vol | case | p | Value
H1 | V1 | case1 | pLow | EPS
H1 | V1 | case1 | pHigh | EPS
H1 | V1 | case2 | pLow | 8000
H1 | V1 | case2 | pHigh | 8000
H1 | V1 | case3 | pLow | 8000
H1 | V1 | case3 | pHigh | 8000
H1 | V1 | case4 | pLow | 8000
H1 | V1 | case4 | pHigh | 8000
H1 | V1 | case5 | pLow | 8000
H1 | V1 | case5 | pHigh | 8000
H1 | V1 | case6 | pLow | 8000
H1 | V1 | case6 | pHigh | 8000
H1 | V1 | case7 | pLow | 8157.9652
H1 | V1 | case7 | pHigh | 8157.9652
H1 | V1 | case8 | pLow | 8513.5207
H1 | V1 | case8 | pHigh | 8513.5207
H1 | V1 | case9 | pLow | 9046.8541
H1 | V1 | case9 | pHigh | 9046.8541
H1 | V1 | case10 | pLow | 9935.743
H1 | V1 | case10 | pHigh | 9935.743
H1 | V1 | case11 | pLow | 10824.6319
H1 | V1 | case11 | pHigh | 10824.6319
H1 | V1 | case12 | pLow | 11713.5207
H1 | V1 | case12 | pHigh | 11713.5207
H1 | V2 | case1 | pLow | EPS
H1 | V2 | case1 | pHigh | EPS
H1 | V2 | case2 | pLow | 8764.6586
H1 | V2 | case2 | pHigh | 8764.6586
H1 | V2 | case3 | pLow | 9120.2142
H1 | V2 | case3 | pHigh | 9120.2142
H1 | V2 | case4 | pLow | 9297.992
H1 | V2 | case4 | pHigh | 9297.992
H1 | V2 | case5 | pLow | 9475.7697
H1 | V2 | case5 | pHigh | 9475.7697
H1 | V2 | case6 | pLow | 9653.5475
H1 | V2 | case6 | pHigh | 9653.5475
H1 | V2 | case7 | pLow | 9831.3253
H1 | V2 | case7 | pHigh | 9831.3253
H1 | V2 | case8 | pLow | 10186.8809
H1 | V2 | case8 | pHigh | 10186.8809
H1 | V2 | case9 | pLow | 10720.2142
H1 | V2 | case9 | pHigh | 10720.2142
H1 | V2 | case10 | pLow | 11609.1031
H1 | V2 | case10 | pHigh | 11609.1031
H1 | V2 | case11 | pLow | 12497.992
H1 | V2 | case11 | pHigh | 12497.992
H1 | V2 | case12 | pLow | 13386.8809
H1 | V2 | case12 | pHigh | 13386.8809
H1 | V3 | case1 | pLow | EPS
H1 | V3 | case1 | pHigh | EPS
H1 | V3 | case2 | pLow | 10438.0187
H1 | V3 | case2 | pHigh | 10438.0187
H1 | V3 | case3 | pLow | 10793.5743
H1 | V3 | case3 | pHigh | 10793.5743
H1 | V3 | case4 | pLow | 10971.3521
H1 | V3 | case4 | pHigh | 10971.3521
H1 | V3 | case5 | pLow | 11149.1299
H1 | V3 | case5 | pHigh | 11149.1299
H1 | V3 | case6 | pLow | 11326.9076
H1 | V3 | case6 | pHigh | 11326.9076
H1 | V3 | case7 | pLow | 11504.6854
H1 | V3 | case7 | pHigh | 11504.6854
H1 | V3 | case8 | pLow | 11860.241
H1 | V3 | case8 | pHigh | 11860.241
H1 | V3 | case9 | pLow | 12393.5743
H1 | V3 | case9 | pHigh | 12393.5743
H1 | V3 | case10 | pLow | 13282.4632
H1 | V3 | case10 | pHigh | 13282.4632
H1 | V3 | case11 | pLow | 14171.3521
H1 | V3 | case11 | pHigh | 14171.3521
H1 | V3 | case12 | pLow | 15060.241
H1 | V3 | case12 | pHigh | 15060.241
H1 | V4 | case1 | pLow | EPS
H1 | V4 | case1 | pHigh | EPS
H1 | V4 | case2 | pLow | 12111.3788
H1 | V4 | case2 | pHigh | 12111.3788
H1 | V4 | case3 | pLow | 12466.9344
H1 | V4 | case3 | pHigh | 12466.9344
H1 | V4 | case4 | pLow | 12644.7122
H1 | V4 | case4 | pHigh | 12644.7122
H1 | V4 | case5 | pLow | 12822.49
H1 | V4 | case5 | pHigh | 12822.49
H1 | V4 | case6 | pLow | 13000.2677
H1 | V4 | case6 | pHigh | 13000.2677
H1 | V4 | case7 | pLow | 13178.0455
H1 | V4 | case7 | pHigh | 13178.0455
H1 | V4 | case8 | pLow | 13533.6011
H1 | V4 | case8 | pHigh | 13533.6011
H1 | V4 | case9 | pLow | 14066.9344
H1 | V4 | case9 | pHigh | 14066.9344
H1 | V4 | case10 | pLow | 14955.8233
H1 | V4 | case10 | pHigh | 14955.8233
H1 | V4 | case11 | pLow | 15844.7122
H1 | V4 | case11 | pHigh | 15844.7122
H1 | V4 | case12 | pLow | 16733.6011
H1 | V4 | case12 | pHigh | 16733.6011
H1 | V5 | case1 | pLow | EPS
H1 | V5 | case1 | pHigh | EPS
H1 | V5 | case2 | pLow | 13784.739
H1 | V5 | case2 | pHigh | 13784.739
H1 | V5 | case3 | pLow | 14140.2945
H1 | V5 | case3 | pHigh | 14140.2945
H1 | V5 | case4 | pLow | 14318.0723
H1 | V5 | case4 | pHigh | 14318.0723
H1 | V5 | case5 | pLow | 14495.8501
H1 | V5 | case5 | pHigh | 14495.8501
H1 | V5 | case6 | pLow | 14673.6278
H1 | V5 | case6 | pHigh | 14673.6278
H1 | V5 | case7 | pLow | 14851.4056
H1 | V5 | case7 | pHigh | 14851.4056
H1 | V5 | case8 | pLow | 15206.9612
H1 | V5 | case8 | pHigh | 15206.9612
H1 | V5 | case9 | pLow | 15740.2945
H1 | V5 | case9 | pHigh | 15740.2945
H1 | V5 | case10 | pLow | 16629.1834
H1 | V5 | case10 | pHigh | 16629.1834
H1 | V5 | case11 | pLow | 17518.0723
H1 | V5 | case11 | pHigh | 17518.0723
H1 | V5 | case12 | pLow | 18406.9612
H1 | V5 | case12 | pHigh | 18406.9612
H2 | V1 | case1 | pLow | EPS
H2 | V1 | case1 | pHigh | EPS
H2 | V1 | case2 | pLow | 8500
H2 | V1 | case2 | pHigh | 8500
H2 | V1 | case3 | pLow | 8500
H2 | V1 | case3 | pHigh | 8500
H2 | V1 | case4 | pLow | 8500
H2 | V1 | case4 | pHigh | 8500
H2 | V1 | case5 | pLow | 8500
H2 | V1 | case5 | pHigh | 8500
H2 | V1 | case6 | pLow | 8500
H2 | V1 | case6 | pHigh | 8500
H2 | V1 | case7 | pLow | 8500
H2 | V1 | case7 | pHigh | 8500
H2 | V1 | case8 | pLow | 8813.5207
H2 | V1 | case8 | pHigh | 8813.5207
H2 | V1 | case9 | pLow | 9296.8541
H2 | V1 | case9 | pHigh | 9296.8541
H2 | V1 | case10 | pLow | 10102.4096
H2 | V1 | case10 | pHigh | 10102.4096
H2 | V1 | case11 | pLow | 10907.9652
H2 | V1 | case11 | pHigh | 10907.9652
H2 | V1 | case12 | pLow | 11713.5207
H2 | V1 | case12 | pHigh | 11713.5207
H2 | V2 | case1 | pLow | EPS
H2 | V2 | case1 | pHigh | EPS
H2 | V2 | case2 | pLow | 9197.992
H2 | V2 | case2 | pHigh | 9197.992
H2 | V2 | case3 | pLow | 9520.2142
H2 | V2 | case3 | pHigh | 9520.2142
H2 | V2 | case4 | pLow | 9681.3253
H2 | V2 | case4 | pHigh | 9681.3253
H2 | V2 | case5 | pLow | 9842.4364
H2 | V2 | case5 | pHigh | 9842.4364
H2 | V2 | case6 | pLow | 10003.5475
H2 | V2 | case6 | pHigh | 10003.5475
H2 | V2 | case7 | pLow | 10164.6586
H2 | V2 | case7 | pHigh | 10164.6586
H2 | V2 | case8 | pLow | 10486.8809
H2 | V2 | case8 | pHigh | 10486.8809
H2 | V2 | case9 | pLow | 10970.2142
H2 | V2 | case9 | pHigh | 10970.2142
H2 | V2 | case10 | pLow | 11775.7697
H2 | V2 | case10 | pHigh | 11775.7697
H2 | V2 | case11 | pLow | 12581.3253
H2 | V2 | case11 | pHigh | 12581.3253
H2 | V2 | case12 | pLow | 13386.8809
H2 | V2 | case12 | pHigh | 13386.8809
H2 | V3 | case1 | pLow | EPS
H2 | V3 | case1 | pHigh | EPS
H2 | V3 | case2 | pLow | 10871.3521
H2 | V3 | case2 | pHigh | 10871.3521
H2 | V3 | case3 | pLow | 11193.5743
H2 | V3 | case3 | pHigh | 11193.5743
H2 | V3 | case4 | pLow | 11354.6854
H2 | V3 | case4 | pHigh | 11354.6854
H2 | V3 | case5 | pLow | 11515.7965
H2 | V3 | case5 | pHigh | 11515.7965
H2 | V3 | case6 | pLow | 11676.9076
H2 | V3 | case6 | pHigh | 11676.9076
H2 | V3 | case7 | pLow | 11838.0187
H2 | V3 | case7 | pHigh | 11838.0187
H2 | V3 | case8 | pLow | 12160.241
H2 | V3 | case8 | pHigh | 12160.241
H2 | V3 | case9 | pLow | 12643.5743
H2 | V3 | case9 | pHigh | 12643.5743
H2 | V3 | case10 | pLow | 13449.1299
H2 | V3 | case10 | pHigh | 13449.1299
H2 | V3 | case11 | pLow | 14254.6854
H2 | V3 | case11 | pHigh | 14254.6854
H2 | V3 | case12 | pLow | 15060.241
H2 | V3 | case12 | pHigh | 15060.241
H2 | V4 | case1 | pLow | EPS
H2 | V4 | case1 | pHigh | EPS
H2 | V4 | case2 | pLow | 12544.7122
H2 | V4 | case2 | pHigh | 12544.7122
H2 | V4 | case3 | pLow | 12866.9344
H2 | V4 | case3 | pHigh | 12866.9344
H2 | V4 | case4 | pLow | 13028.0455
H2 | V4 | case4 | pHigh | 13028.0455
H2 | V4 | case5 | pLow | 13189.1566
H2 | V4 | case5 | pHigh | 13189.1566
H2 | V4 | case6 | pLow | 13350.2677
H2 | V4 | case6 | pHigh | 13350.2677
H2 | V4 | case7 | pLow | 13511.3788
H2 | V4 | case7 | pHigh | 13511.3788
H2 | V4 | case8 | pLow | 13833.6011
H2 | V4 | case8 | pHigh | 13833.6011
H2 | V4 | case9 | pLow | 14316.9344
H2 | V4 | case9 | pHigh | 14316.9344
H2 | V4 | case10 | pLow | 15122.49
H2 | V4 | case10 | pHigh | 15122.49
H2 | V4 | case11 | pLow | 15928.0455
H2 | V4 | case11 | pHigh | 15928.0455
H2 | V4 | case12 | pLow | 16733.6011
H2 | V4 | case12 | pHigh | 16733.6011
H2 | V5 | case1 | pLow | EPS
H2 | V5 | case1 | pHigh | EPS
H2 | V5 | case2 | pLow | 14218.0723
H2 | V5 | case2 | pHigh | 14218.0723
H2 | V5 | case3 | pLow | 14540.2945
H2 | V5 | case3 | pHigh | 14540.2945
H2 | V5 | case4 | pLow | 14701.4056
H2 | V5 | case4 | pHigh | 14701.4056
H2 | V5 | case5 | pLow | 14862.5167
H2 | V5 | case5 | pHigh | 14862.5167
H2 | V5 | case6 | pLow | 15023.6278
H2 | V5 | case6 | pHigh | 15023.6278
H2 | V5 | case7 | pLow | 15184.739
H2 | V5 | case7 | pHigh | 15184.739
H2 | V5 | case8 | pLow | 15506.9612
H2 | V5 | case8 | pHigh | 15506.9612
H2 | V5 | case9 | pLow | 15990.2945
H2 | V5 | case9 | pHigh | 15990.2945
H2 | V5 | case10 | pLow | 16795.8501
H2 | V5 | case10 | pHigh | 16795.8501
H2 | V5 | case11 | pLow | 17601.4056
H2 | V5 | case11 | pHigh | 17601.4056
H2 | V5 | case12 | pLow | 18406.9612
H2 | V5 | case12 | pHigh | 18406.9612
H3 | V1 | case1 | pLow | EPS
H3 | V1 | case1 | pHigh | EPS
H3 | V1 | case2 | pLow | 8750
H3 | V1 | case2 | pHigh | 8750
H3 | V1 | case3 | pLow | 8750
H3 | V1 | case3 | pHigh | 8750
H3 | V1 | case4 | pLow | 8750
H3 | V1 | case4 | pHigh | 8750
H3 | V1 | case5 | pLow | 8750
H3 | V1 | case5 | pHigh | 8750
H3 | V1 | case6 | pLow | 8750
H3 | V1 | case6 | pHigh | 8750
H3 | V1 | case7 | pLow | 8750
H3 | V1 | case7 | pHigh | 8750
H3 | V1 | case8 | pLow | 8963.5207
H3 | V1 | case8 | pHigh | 8963.5207
H3 | V1 | case9 | pLow | 9421.8541
H3 | V1 | case9 | pHigh | 9421.8541
H3 | V1 | case10 | pLow | 10185.743
H3 | V1 | case10 | pHigh | 10185.743
H3 | V1 | case11 | pLow | 10949.6319
H3 | V1 | case11 | pHigh | 10949.6319
H3 | V1 | case12 | pLow | 11713.5207
H3 | V1 | case12 | pHigh | 11713.5207
H3 | V2 | case1 | pLow | EPS
H3 | V2 | case1 | pHigh | EPS
H3 | V2 | case2 | pLow | 9414.6586
H3 | V2 | case2 | pHigh | 9414.6586
H3 | V2 | case3 | pLow | 9720.2142
H3 | V2 | case3 | pHigh | 9720.2142
H3 | V2 | case4 | pLow | 9872.992
H3 | V2 | case4 | pHigh | 9872.992
H3 | V2 | case5 | pLow | 10025.7697
H3 | V2 | case5 | pHigh | 10025.7697
H3 | V2 | case6 | pLow | 10178.5475
H3 | V2 | case6 | pHigh | 10178.5475
H3 | V2 | case7 | pLow | 10331.3253
H3 | V2 | case7 | pHigh | 10331.3253
H3 | V2 | case8 | pLow | 10636.8809
H3 | V2 | case8 | pHigh | 10636.8809
H3 | V2 | case9 | pLow | 11095.2142
H3 | V2 | case9 | pHigh | 11095.2142
H3 | V2 | case10 | pLow | 11859.1031
H3 | V2 | case10 | pHigh | 11859.1031
H3 | V2 | case11 | pLow | 12622.992
H3 | V2 | case11 | pHigh | 12622.992
H3 | V2 | case12 | pLow | 13386.8809
H3 | V2 | case12 | pHigh | 13386.8809
H3 | V3 | case1 | pLow | EPS
H3 | V3 | case1 | pHigh | EPS
H3 | V3 | case2 | pLow | 11088.0187
H3 | V3 | case2 | pHigh | 11088.0187
H3 | V3 | case3 | pLow | 11393.5743
H3 | V3 | case3 | pHigh | 11393.5743
H3 | V3 | case4 | pLow | 11546.3521
H3 | V3 | case4 | pHigh | 11546.3521
H3 | V3 | case5 | pLow | 11699.1299
H3 | V3 | case5 | pHigh | 11699.1299
H3 | V3 | case6 | pLow | 11851.9076
H3 | V3 | case6 | pHigh | 11851.9076
H3 | V3 | case7 | pLow | 12004.6854
H3 | V3 | case7 | pHigh | 12004.6854
H3 | V3 | case8 | pLow | 12310.241
H3 | V3 | case8 | pHigh | 12310.241
H3 | V3 | case9 | pLow | 12768.5743
H3 | V3 | case9 | pHigh | 12768.5743
H3 | V3 | case10 | pLow | 13532.4632
H3 | V3 | case10 | pHigh | 13532.4632
H3 | V3 | case11 | pLow | 14296.3521
H3 | V3 | case11 | pHigh | 14296.3521
H3 | V3 | case12 | pLow | 15060.241
H3 | V3 | case12 | pHigh | 15060.241
H3 | V4 | case1 | pLow | EPS
H3 | V4 | case1 | pHigh | EPS
H3 | V4 | case2 | pLow | 12761.3788
H3 | V4 | case2 | pHigh | 12761.3788
H3 | V4 | case3 | pLow | 13066.9344
H3 | V4 | case3 | pHigh | 13066.9344
H3 | V4 | case4 | pLow | 13219.7122
H3 | V4 | case4 | pHigh | 13219.7122
H3 | V4 | case5 | pLow | 13372.49
H3 | V4 | case5 | pHigh | 13372.49
H3 | V4 | case6 | pLow | 13525.2677
H3 | V4 | case6 | pHigh | 13525.2677
H3 | V4 | case7 | pLow | 13678.0455
H3 | V4 | case7 | pHigh | 13678.0455
H3 | V4 | case8 | pLow | 13983.6011
H3 | V4 | case8 | pHigh | 13983.6011
H3 | V4 | case9 | pLow | 14441.9344
H3 | V4 | case9 | pHigh | 14441.9344
H3 | V4 | case10 | pLow | 15205.8233
H3 | V4 | case10 | pHigh | 15205.8233
H3 | V4 | case11 | pLow | 15969.7122
H3 | V4 | case11 | pHigh | 15969.7122
H3 | V4 | case12 | pLow | 16733.6011
H3 | V4 | case12 | pHigh | 16733.6011
H3 | V5 | case1 | pLow | EPS
H3 | V5 | case1 | pHigh | EPS
H3 | V5 | case2 | pLow | 14434.739
H3 | V5 | case2 | pHigh | 14434.739
H3 | V5 | case3 | pLow | 14740.2945
H3 | V5 | case3 | pHigh | 14740.2945
H3 | V5 | case4 | pLow | 14893.0723
H3 | V5 | case4 | pHigh | 14893.0723
H3 | V5 | case5 | pLow | 15045.8501
H3 | V5 | case5 | pHigh | 15045.8501
H3 | V5 | case6 | pLow | 15198.6278
H3 | V5 | case6 | pHigh | 15198.6278
H3 | V5 | case7 | pLow | 15351.4056
H3 | V5 | case7 | pHigh | 15351.4056
H3 | V5 | case8 | pLow | 15656.9612
H3 | V5 | case8 | pHigh | 15656.9612
H3 | V5 | case9 | pLow | 16115.2945
H3 | V5 | case9 | pHigh | 16115.2945
H3 | V5 | case10 | pLow | 16879.1834
H3 | V5 | case10 | pHigh | 16879.1834
H3 | V5 | case11 | pLow | 17643.0723
H3 | V5 | case11 | pHigh | 17643.0723
H3 | V5 | case12 | pLow | 18406.9612
H3 | V5 | case12 | pHigh | 18406.9612
H4 | V1 | case1 | pLow | EPS
H4 | V1 | case1 | pHigh | EPS
H4 | V1 | case2 | pLow | 9000
H4 | V1 | case2 | pHigh | 9000
H4 | V1 | case3 | pLow | 9000
H4 | V1 | case3 | pHigh | 9000
H4 | V1 | case4 | pLow | 9000
H4 | V1 | case4 | pHigh | 9000
H4 | V1 | case5 | pLow | 9000
H4 | V1 | case5 | pHigh | 9000
H4 | V1 | case6 | pLow | 9000
H4 | V1 | case6 | pHigh | 9000
H4 | V1 | case7 | pLow | 9000
H4 | V1 | case7 | pHigh | 9000
H4 | V1 | case8 | pLow | 9113.5207
H4 | V1 | case8 | pHigh | 9113.5207
H4 | V1 | case9 | pLow | 9546.8541
H4 | V1 | case9 | pHigh | 9546.8541
H4 | V1 | case10 | pLow | 10269.0763
H4 | V1 | case10 | pHigh | 10269.0763
H4 | V1 | case11 | pLow | 10991.2985
H4 | V1 | case11 | pHigh | 10991.2985
H4 | V1 | case12 | pLow | 11713.5207
H4 | V1 | case12 | pHigh | 11713.5207
H4 | V2 | case1 | pLow | EPS
H4 | V2 | case1 | pHigh | EPS
H4 | V2 | case2 | pLow | 9631.3253
H4 | V2 | case2 | pHigh | 9631.3253
H4 | V2 | case3 | pLow | 9920.2142
H4 | V2 | case3 | pHigh | 9920.2142
H4 | V2 | case4 | pLow | 10064.6586
H4 | V2 | case4 | pHigh | 10064.6586
H4 | V2 | case5 | pLow | 10209.1031
H4 | V2 | case5 | pHigh | 10209.1031
H4 | V2 | case6 | pLow | 10353.5475
H4 | V2 | case6 | pHigh | 10353.5475
H4 | V2 | case7 | pLow | 10497.992
H4 | V2 | case7 | pHigh | 10497.992
H4 | V2 | case8 | pLow | 10786.8809
H4 | V2 | case8 | pHigh | 10786.8809
H4 | V2 | case9 | pLow | 11220.2142
H4 | V2 | case9 | pHigh | 11220.2142
H4 | V2 | case10 | pLow | 11942.4364
H4 | V2 | case10 | pHigh | 11942.4364
H4 | V2 | case11 | pLow | 12664.6586
H4 | V2 | case11 | pHigh | 12664.6586
H4 | V2 | case12 | pLow | 13386.8809
H4 | V2 | case12 | pHigh | 13386.8809
H4 | V3 | case1 | pLow | EPS
H4 | V3 | case1 | pHigh | EPS
H4 | V3 | case2 | pLow | 11304.6854
H4 | V3 | case2 | pHigh | 11304.6854
H4 | V3 | case3 | pLow | 11593.5743
H4 | V3 | case3 | pHigh | 11593.5743
H4 | V3 | case4 | pLow | 11738.0187
H4 | V3 | case4 | pHigh | 11738.0187
H4 | V3 | case5 | pLow | 11882.4632
H4 | V3 | case5 | pHigh | 11882.4632
H4 | V3 | case6 | pLow | 12026.9076
H4 | V3 | case6 | pHigh | 12026.9076
H4 | V3 | case7 | pLow | 12171.3521
H4 | V3 | case7 | pHigh | 12171.3521
H4 | V3 | case8 | pLow | 12460.241
H4 | V3 | case8 | pHigh | 12460.241
H4 | V3 | case9 | pLow | 12893.5743
H4 | V3 | case9 | pHigh | 12893.5743
H4 | V3 | case10 | pLow | 13615.7965
H4 | V3 | case10 | pHigh | 13615.7965
H4 | V3 | case11 | pLow | 14338.0187
H4 | V3 | case11 | pHigh | 14338.0187
H4 | V3 | case12 | pLow | 15060.241
H4 | V3 | case12 | pHigh | 15060.241
H4 | V4 | case1 | pLow | EPS
H4 | V4 | case1 | pHigh | EPS
H4 | V4 | case2 | pLow | 12978.0455
H4 | V4 | case2 | pHigh | 12978.0455
H4 | V4 | case3 | pLow | 13266.9344
H4 | V4 | case3 | pHigh | 13266.9344
H4 | V4 | case4 | pLow | 13411.3788
H4 | V4 | case4 | pHigh | 13411.3788
H4 | V4 | case5 | pLow | 13555.8233
H4 | V4 | case5 | pHigh | 13555.8233
H4 | V4 | case6 | pLow | 13700.2677
H4 | V4 | case6 | pHigh | 13700.2677
H4 | V4 | case7 | pLow | 13844.7122
H4 | V4 | case7 | pHigh | 13844.7122
H4 | V4 | case8 | pLow | 14133.6011
H4 | V4 | case8 | pHigh | 14133.6011
H4 | V4 | case9 | pLow | 14566.9344
H4 | V4 | case9 | pHigh | 14566.9344
H4 | V4 | case10 | pLow | 15289.1566
H4 | V4 | case10 | pHigh | 15289.1566
H4 | V4 | case11 | pLow | 16011.3788
H4 | V4 | case11 | pHigh | 16011.3788
H4 | V4 | case12 | pLow | 16733.6011
H4 | V4 | case12 | pHigh | 16733.6011
H4 | V5 | case1 | pLow | EPS
H4 | V5 | case1 | pHigh | EPS
H4 | V5 | case2 | pLow | 14651.4056
H4 | V5 | case2 | pHigh | 14651.4056
H4 | V5 | case3 | pLow | 14940.2945
H4 | V5 | case3 | pHigh | 14940.2945
H4 | V5 | case4 | pLow | 15084.739
H4 | V5 | case4 | pHigh | 15084.739
H4 | V5 | case5 | pLow | 15229.1834
H4 | V5 | case5 | pHigh | 15229.1834
H4 | V5 | case6 | pLow | 15373.6278
H4 | V5 | case6 | pHigh | 15373.6278
H4 | V5 | case7 | pLow | 15518.0723
H4 | V5 | case7 | pHigh | 15518.0723
H4 | V5 | case8 | pLow | 15806.9612
H4 | V5 | case8 | pHigh | 15806.9612
H4 | V5 | case9 | pLow | 16240.2945
H4 | V5 | case9 | pHigh | 16240.2945
H4 | V5 | case10 | pLow | 16962.5167
H4 | V5 | case10 | pHigh | 16962.5167
H4 | V5 | case11 | pLow | 17684.739
H4 | V5 | case11 | pHigh | 17684.739
H4 | V5 | case12 | pLow | 18406.9612
H4 | V5 | case12 | pHigh | 18406.9612

## RStore_unsteady
TOC
RStore_unsteady | (parameter) | Store Release values during unsteady flow days over different cases(cfs)
Wkn | tot_vol | case | p | Value
H1 | V1 | case1 | pLow | 8000
H1 | V1 | case1 | pHigh | 13570.2811
H1 | V1 | case2 | pLow | 8000
H1 | V1 | case2 | pHigh | 14427.2475
H1 | V1 | case3 | pLow | 8000
H1 | V1 | case3 | pHigh | 14962.8514
H1 | V1 | case4 | pLow | 8000
H1 | V1 | case4 | pHigh | 15265.5841
H1 | V1 | case5 | pLow | 8000
H1 | V1 | case5 | pHigh | 15595.8379
H1 | V1 | case6 | pLow | 8000
H1 | V1 | case6 | pHigh | 15957.5445
H1 | V1 | case7 | pLow | 8157.9652
H1 | V1 | case7 | pHigh | 16157.9652
H1 | V1 | case8 | pLow | 8513.5207
H1 | V1 | case8 | pHigh | 16513.5207
H1 | V1 | case9 | pLow | 9046.8541
H1 | V1 | case9 | pHigh | 17046.8541
H1 | V1 | case10 | pLow | 9935.743
H1 | V1 | case10 | pHigh | 17935.743
H1 | V1 | case11 | pLow | 10824.6319
H1 | V1 | case11 | pHigh | 18824.6319
H1 | V1 | case12 | pLow | EPS
H1 | V1 | case12 | pHigh | EPS
H1 | V2 | case1 | pLow | 8053.5475
H1 | V2 | case1 | pHigh | 16053.5475
H1 | V2 | case2 | pLow | 8764.6586
H1 | V2 | case2 | pHigh | 16764.6586
H1 | V2 | case3 | pLow | 9120.2142
H1 | V2 | case3 | pHigh | 17120.2142
H1 | V2 | case4 | pLow | 9297.992
H1 | V2 | case4 | pHigh | 17297.992
H1 | V2 | case5 | pLow | 9475.7697
H1 | V2 | case5 | pHigh | 17475.7697
H1 | V2 | case6 | pLow | 9653.5475
H1 | V2 | case6 | pHigh | 17653.5475
H1 | V2 | case7 | pLow | 9831.3253
H1 | V2 | case7 | pHigh | 17831.3253
H1 | V2 | case8 | pLow | 10186.8809
H1 | V2 | case8 | pHigh | 18186.8809
H1 | V2 | case9 | pLow | 10720.2142
H1 | V2 | case9 | pHigh | 18720.2142
H1 | V2 | case10 | pLow | 11609.1031
H1 | V2 | case10 | pHigh | 19609.1031
H1 | V2 | case11 | pLow | 12497.992
H1 | V2 | case11 | pHigh | 20497.992
H1 | V2 | case12 | pLow | EPS
H1 | V2 | case12 | pHigh | EPS
H1 | V3 | case1 | pLow | 9726.9076
H1 | V3 | case1 | pHigh | 17726.9076
H1 | V3 | case2 | pLow | 10438.0187
H1 | V3 | case2 | pHigh | 18438.0187
H1 | V3 | case3 | pLow | 10793.5743
H1 | V3 | case3 | pHigh | 18793.5743
H1 | V3 | case4 | pLow | 10971.3521
H1 | V3 | case4 | pHigh | 18971.3521
H1 | V3 | case5 | pLow | 11149.1299
H1 | V3 | case5 | pHigh | 19149.1299
H1 | V3 | case6 | pLow | 11326.9076
H1 | V3 | case6 | pHigh | 19326.9076
H1 | V3 | case7 | pLow | 11504.6854
H1 | V3 | case7 | pHigh | 19504.6854
H1 | V3 | case8 | pLow | 11860.241
H1 | V3 | case8 | pHigh | 19860.241
H1 | V3 | case9 | pLow | 12393.5743
H1 | V3 | case9 | pHigh | 20393.5743
H1 | V3 | case10 | pLow | 13282.4632
H1 | V3 | case10 | pHigh | 21282.4632
H1 | V3 | case11 | pLow | 14171.3521
H1 | V3 | case11 | pHigh | 22171.3521
H1 | V3 | case12 | pLow | EPS
H1 | V3 | case12 | pHigh | EPS
H1 | V4 | case1 | pLow | 11400.2677
H1 | V4 | case1 | pHigh | 19400.2677
H1 | V4 | case2 | pLow | 12111.3788
H1 | V4 | case2 | pHigh | 20111.3788
H1 | V4 | case3 | pLow | 12466.9344
H1 | V4 | case3 | pHigh | 20466.9344
H1 | V4 | case4 | pLow | 12644.7122
H1 | V4 | case4 | pHigh | 20644.7122
H1 | V4 | case5 | pLow | 12822.49
H1 | V4 | case5 | pHigh | 20822.49
H1 | V4 | case6 | pLow | 13000.2677
H1 | V4 | case6 | pHigh | 21000.2677
H1 | V4 | case7 | pLow | 13178.0455
H1 | V4 | case7 | pHigh | 21178.0455
H1 | V4 | case8 | pLow | 13533.6011
H1 | V4 | case8 | pHigh | 21533.6011
H1 | V4 | case9 | pLow | 14066.9344
H1 | V4 | case9 | pHigh | 22066.9344
H1 | V4 | case10 | pLow | 14955.8233
H1 | V4 | case10 | pHigh | 22955.8233
H1 | V4 | case11 | pLow | 15844.7122
H1 | V4 | case11 | pHigh | 23844.7122
H1 | V4 | case12 | pLow | EPS
H1 | V4 | case12 | pHigh | EPS
H1 | V5 | case1 | pLow | 13073.6278
H1 | V5 | case1 | pHigh | 21073.6278
H1 | V5 | case2 | pLow | 13784.739
H1 | V5 | case2 | pHigh | 21784.739
H1 | V5 | case3 | pLow | 14140.2945
H1 | V5 | case3 | pHigh | 22140.2945
H1 | V5 | case4 | pLow | 14318.0723
H1 | V5 | case4 | pHigh | 22318.0723
H1 | V5 | case5 | pLow | 14495.8501
H1 | V5 | case5 | pHigh | 22495.8501
H1 | V5 | case6 | pLow | 14673.6278
H1 | V5 | case6 | pHigh | 22673.6278
H1 | V5 | case7 | pLow | 14851.4056
H1 | V5 | case7 | pHigh | 22851.4056
H1 | V5 | case8 | pLow | 15206.9612
H1 | V5 | case8 | pHigh | 23206.9612
H1 | V5 | case9 | pLow | 15740.2945
H1 | V5 | case9 | pHigh | 23740.2945
H1 | V5 | case10 | pLow | 16629.1834
H1 | V5 | case10 | pHigh | 24629.1834
H1 | V5 | case11 | pLow | 17518.0723
H1 | V5 | case11 | pHigh | 25518.0723
H1 | V5 | case12 | pLow | EPS
H1 | V5 | case12 | pHigh | EPS
H2 | V1 | case1 | pLow | 8000
H2 | V1 | case1 | pHigh | 13570.2811
H2 | V1 | case2 | pLow | 8000
H2 | V1 | case2 | pHigh | 14311.8628
H2 | V1 | case3 | pLow | 8000
H2 | V1 | case3 | pHigh | 14775.3514
H2 | V1 | case4 | pLow | 8000
H2 | V1 | case4 | pHigh | 15037.3232
H2 | V1 | case5 | pLow | 8000
H2 | V1 | case5 | pHigh | 15323.1106
H2 | V1 | case6 | pLow | 8000
H2 | V1 | case6 | pHigh | 15636.1159
H2 | V1 | case7 | pLow | 8000
H2 | V1 | case7 | pHigh | 15980.4217
H2 | V1 | case8 | pLow | 8313.5207
H2 | V1 | case8 | pHigh | 16313.5207
H2 | V1 | case9 | pLow | 8796.8541
H2 | V1 | case9 | pHigh | 16796.8541
H2 | V1 | case10 | pLow | 9602.4096
H2 | V1 | case10 | pHigh | 17602.4096
H2 | V1 | case11 | pLow | 10407.9652
H2 | V1 | case11 | pHigh | 18407.9652
H2 | V1 | case12 | pLow | EPS
H2 | V1 | case12 | pHigh | EPS
H2 | V2 | case1 | pLow | 8053.5475
H2 | V2 | case1 | pHigh | 16053.5475
H2 | V2 | case2 | pLow | 8697.992
H2 | V2 | case2 | pHigh | 16697.992
H2 | V2 | case3 | pLow | 9020.2142
H2 | V2 | case3 | pHigh | 17020.2142
H2 | V2 | case4 | pLow | 9181.3253
H2 | V2 | case4 | pHigh | 17181.3253
H2 | V2 | case5 | pLow | 9342.4364
H2 | V2 | case5 | pHigh | 17342.4364
H2 | V2 | case6 | pLow | 9503.5475
H2 | V2 | case6 | pHigh | 17503.5475
H2 | V2 | case7 | pLow | 9664.6586
H2 | V2 | case7 | pHigh | 17664.6586
H2 | V2 | case8 | pLow | 9986.8809
H2 | V2 | case8 | pHigh | 17986.8809
H2 | V2 | case9 | pLow | 10470.2142
H2 | V2 | case9 | pHigh | 18470.2142
H2 | V2 | case10 | pLow | 11275.7697
H2 | V2 | case10 | pHigh | 19275.7697
H2 | V2 | case11 | pLow | 12081.3253
H2 | V2 | case11 | pHigh | 20081.3253
H2 | V2 | case12 | pLow | EPS
H2 | V2 | case12 | pHigh | EPS
H2 | V3 | case1 | pLow | 9726.9076
H2 | V3 | case1 | pHigh | 17726.9076
H2 | V3 | case2 | pLow | 10371.3521
H2 | V3 | case2 | pHigh | 18371.3521
H2 | V3 | case3 | pLow | 10693.5743
H2 | V3 | case3 | pHigh | 18693.5743
H2 | V3 | case4 | pLow | 10854.6854
H2 | V3 | case4 | pHigh | 18854.6854
H2 | V3 | case5 | pLow | 11015.7965
H2 | V3 | case5 | pHigh | 19015.7965
H2 | V3 | case6 | pLow | 11176.9076
H2 | V3 | case6 | pHigh | 19176.9076
H2 | V3 | case7 | pLow | 11338.0187
H2 | V3 | case7 | pHigh | 19338.0187
H2 | V3 | case8 | pLow | 11660.241
H2 | V3 | case8 | pHigh | 19660.241
H2 | V3 | case9 | pLow | 12143.5743
H2 | V3 | case9 | pHigh | 20143.5743
H2 | V3 | case10 | pLow | 12949.1299
H2 | V3 | case10 | pHigh | 20949.1299
H2 | V3 | case11 | pLow | 13754.6854
H2 | V3 | case11 | pHigh | 21754.6854
H2 | V3 | case12 | pLow | EPS
H2 | V3 | case12 | pHigh | EPS
H2 | V4 | case1 | pLow | 11400.2677
H2 | V4 | case1 | pHigh | 19400.2677
H2 | V4 | case2 | pLow | 12044.7122
H2 | V4 | case2 | pHigh | 20044.7122
H2 | V4 | case3 | pLow | 12366.9344
H2 | V4 | case3 | pHigh | 20366.9344
H2 | V4 | case4 | pLow | 12528.0455
H2 | V4 | case4 | pHigh | 20528.0455
H2 | V4 | case5 | pLow | 12689.1566
H2 | V4 | case5 | pHigh | 20689.1566
H2 | V4 | case6 | pLow | 12850.2677
H2 | V4 | case6 | pHigh | 20850.2677
H2 | V4 | case7 | pLow | 13011.3788
H2 | V4 | case7 | pHigh | 21011.3788
H2 | V4 | case8 | pLow | 13333.6011
H2 | V4 | case8 | pHigh | 21333.6011
H2 | V4 | case9 | pLow | 13816.9344
H2 | V4 | case9 | pHigh | 21816.9344
H2 | V4 | case10 | pLow | 14622.49
H2 | V4 | case10 | pHigh | 22622.49
H2 | V4 | case11 | pLow | 15428.0455
H2 | V4 | case11 | pHigh | 23428.0455
H2 | V4 | case12 | pLow | EPS
H2 | V4 | case12 | pHigh | EPS
H2 | V5 | case1 | pLow | 13073.6278
H2 | V5 | case1 | pHigh | 21073.6278
H2 | V5 | case2 | pLow | 13718.0723
H2 | V5 | case2 | pHigh | 21718.0723
H2 | V5 | case3 | pLow | 14040.2945
H2 | V5 | case3 | pHigh | 22040.2945
H2 | V5 | case4 | pLow | 14201.4056
H2 | V5 | case4 | pHigh | 22201.4056
H2 | V5 | case5 | pLow | 14362.5167
H2 | V5 | case5 | pHigh | 22362.5167
H2 | V5 | case6 | pLow | 14523.6278
H2 | V5 | case6 | pHigh | 22523.6278
H2 | V5 | case7 | pLow | 14684.739
H2 | V5 | case7 | pHigh | 22684.739
H2 | V5 | case8 | pLow | 15006.9612
H2 | V5 | case8 | pHigh | 23006.9612
H2 | V5 | case9 | pLow | 15490.2945
H2 | V5 | case9 | pHigh | 23490.2945
H2 | V5 | case10 | pLow | 16295.8501
H2 | V5 | case10 | pHigh | 24295.8501
H2 | V5 | case11 | pLow | 17101.4056
H2 | V5 | case11 | pHigh | 25101.4056
H2 | V5 | case12 | pLow | EPS
H2 | V5 | case12 | pHigh | EPS
H3 | V1 | case1 | pLow | 8000
H3 | V1 | case1 | pHigh | 13570.2811
H3 | V1 | case2 | pLow | 8000
H3 | V1 | case2 | pHigh | 14254.1705
H3 | V1 | case3 | pLow | 8000
H3 | V1 | case3 | pHigh | 14681.6014
H3 | V1 | case4 | pLow | 8000
H3 | V1 | case4 | pHigh | 14923.1928
H3 | V1 | case5 | pLow | 8000
H3 | V1 | case5 | pHigh | 15186.747
H3 | V1 | case6 | pLow | 8000
H3 | V1 | case6 | pHigh | 15475.4016
H3 | V1 | case7 | pLow | 8000
H3 | V1 | case7 | pHigh | 15792.9217
H3 | V1 | case8 | pLow | 8213.5207
H3 | V1 | case8 | pHigh | 16213.5207
H3 | V1 | case9 | pLow | 8671.8541
H3 | V1 | case9 | pHigh | 16671.8541
H3 | V1 | case10 | pLow | 9435.743
H3 | V1 | case10 | pHigh | 17435.743
H3 | V1 | case11 | pLow | 10199.6319
H3 | V1 | case11 | pHigh | 18199.6319
H3 | V1 | case12 | pLow | EPS
H3 | V1 | case12 | pHigh | EPS
H3 | V2 | case1 | pLow | 8053.5475
H3 | V2 | case1 | pHigh | 16053.5475
H3 | V2 | case2 | pLow | 8664.6586
H3 | V2 | case2 | pHigh | 16664.6586
H3 | V2 | case3 | pLow | 8970.2142
H3 | V2 | case3 | pHigh | 16970.2142
H3 | V2 | case4 | pLow | 9122.992
H3 | V2 | case4 | pHigh | 17122.992
H3 | V2 | case5 | pLow | 9275.7697
H3 | V2 | case5 | pHigh | 17275.7697
H3 | V2 | case6 | pLow | 9428.5475
H3 | V2 | case6 | pHigh | 17428.5475
H3 | V2 | case7 | pLow | 9581.3253
H3 | V2 | case7 | pHigh | 17581.3253
H3 | V2 | case8 | pLow | 9886.8809
H3 | V2 | case8 | pHigh | 17886.8809
H3 | V2 | case9 | pLow | 10345.2142
H3 | V2 | case9 | pHigh | 18345.2142
H3 | V2 | case10 | pLow | 11109.1031
H3 | V2 | case10 | pHigh | 19109.1031
H3 | V2 | case11 | pLow | 11872.992
H3 | V2 | case11 | pHigh | 19872.992
H3 | V2 | case12 | pLow | EPS
H3 | V2 | case12 | pHigh | EPS
H3 | V3 | case1 | pLow | 9726.9076
H3 | V3 | case1 | pHigh | 17726.9076
H3 | V3 | case2 | pLow | 10338.0187
H3 | V3 | case2 | pHigh | 18338.0187
H3 | V3 | case3 | pLow | 10643.5743
H3 | V3 | case3 | pHigh | 18643.5743
H3 | V3 | case4 | pLow | 10796.3521
H3 | V3 | case4 | pHigh | 18796.3521
H3 | V3 | case5 | pLow | 10949.1299
H3 | V3 | case5 | pHigh | 18949.1299
H3 | V3 | case6 | pLow | 11101.9076
H3 | V3 | case6 | pHigh | 19101.9076
H3 | V3 | case7 | pLow | 11254.6854
H3 | V3 | case7 | pHigh | 19254.6854
H3 | V3 | case8 | pLow | 11560.241
H3 | V3 | case8 | pHigh | 19560.241
H3 | V3 | case9 | pLow | 12018.5743
H3 | V3 | case9 | pHigh | 20018.5743
H3 | V3 | case10 | pLow | 12782.4632
H3 | V3 | case10 | pHigh | 20782.4632
H3 | V3 | case11 | pLow | 13546.3521
H3 | V3 | case11 | pHigh | 21546.3521
H3 | V3 | case12 | pLow | EPS
H3 | V3 | case12 | pHigh | EPS
H3 | V4 | case1 | pLow | 11400.2677
H3 | V4 | case1 | pHigh | 19400.2677
H3 | V4 | case2 | pLow | 12011.3788
H3 | V4 | case2 | pHigh | 20011.3788
H3 | V4 | case3 | pLow | 12316.9344
H3 | V4 | case3 | pHigh | 20316.9344
H3 | V4 | case4 | pLow | 12469.7122
H3 | V4 | case4 | pHigh | 20469.7122
H3 | V4 | case5 | pLow | 12622.49
H3 | V4 | case5 | pHigh | 20622.49
H3 | V4 | case6 | pLow | 12775.2677
H3 | V4 | case6 | pHigh | 20775.2677
H3 | V4 | case7 | pLow | 12928.0455
H3 | V4 | case7 | pHigh | 20928.0455
H3 | V4 | case8 | pLow | 13233.6011
H3 | V4 | case8 | pHigh | 21233.6011
H3 | V4 | case9 | pLow | 13691.9344
H3 | V4 | case9 | pHigh | 21691.9344
H3 | V4 | case10 | pLow | 14455.8233
H3 | V4 | case10 | pHigh | 22455.8233
H3 | V4 | case11 | pLow | 15219.7122
H3 | V4 | case11 | pHigh | 23219.7122
H3 | V4 | case12 | pLow | EPS
H3 | V4 | case12 | pHigh | EPS
H3 | V5 | case1 | pLow | 13073.6278
H3 | V5 | case1 | pHigh | 21073.6278
H3 | V5 | case2 | pLow | 13684.739
H3 | V5 | case2 | pHigh | 21684.739
H3 | V5 | case3 | pLow | 13990.2945
H3 | V5 | case3 | pHigh | 21990.2945
H3 | V5 | case4 | pLow | 14143.0723
H3 | V5 | case4 | pHigh | 22143.0723
H3 | V5 | case5 | pLow | 14295.8501
H3 | V5 | case5 | pHigh | 22295.8501
H3 | V5 | case6 | pLow | 14448.6278
H3 | V5 | case6 | pHigh | 22448.6278
H3 | V5 | case7 | pLow | 14601.4056
H3 | V5 | case7 | pHigh | 22601.4056
H3 | V5 | case8 | pLow | 14906.9612
H3 | V5 | case8 | pHigh | 22906.9612
H3 | V5 | case9 | pLow | 15365.2945
H3 | V5 | case9 | pHigh | 23365.2945
H3 | V5 | case10 | pLow | 16129.1834
H3 | V5 | case10 | pHigh | 24129.1834
H3 | V5 | case11 | pLow | 16893.0723
H3 | V5 | case11 | pHigh | 24893.0723
H3 | V5 | case12 | pLow | EPS
H3 | V5 | case12 | pHigh | EPS
H4 | V1 | case1 | pLow | 8000
H4 | V1 | case1 | pHigh | 13570.2811
H4 | V1 | case2 | pLow | 8000
H4 | V1 | case2 | pHigh | 14196.4782
H4 | V1 | case3 | pLow | 8000
H4 | V1 | case3 | pHigh | 14587.8514
H4 | V1 | case4 | pLow | 8000
H4 | V1 | case4 | pHigh | 14809.0623
H4 | V1 | case5 | pLow | 8000
H4 | V1 | case5 | pHigh | 15050.3834
H4 | V1 | case6 | pLow | 8000
H4 | V1 | case6 | pHigh | 15314.6873
H4 | V1 | case7 | pLow | 8000
H4 | V1 | case7 | pHigh | 15605.4217
H4 | V1 | case8 | pLow | 8113.5207
H4 | V1 | case8 | pHigh | 16113.5207
H4 | V1 | case9 | pLow | 8546.8541
H4 | V1 | case9 | pHigh | 16546.8541
H4 | V1 | case10 | pLow | 9269.0763
H4 | V1 | case10 | pHigh | 17269.0763
H4 | V1 | case11 | pLow | 9991.2985
H4 | V1 | case11 | pHigh | 17991.2985
H4 | V1 | case12 | pLow | EPS
H4 | V1 | case12 | pHigh | EPS
H4 | V2 | case1 | pLow | 8053.5475
H4 | V2 | case1 | pHigh | 16053.5475
H4 | V2 | case2 | pLow | 8631.3253
H4 | V2 | case2 | pHigh | 16631.3253
H4 | V2 | case3 | pLow | 8920.2142
H4 | V2 | case3 | pHigh | 16920.2142
H4 | V2 | case4 | pLow | 9064.6586
H4 | V2 | case4 | pHigh | 17064.6586
H4 | V2 | case5 | pLow | 9209.1031
H4 | V2 | case5 | pHigh | 17209.1031
H4 | V2 | case6 | pLow | 9353.5475
H4 | V2 | case6 | pHigh | 17353.5475
H4 | V2 | case7 | pLow | 9497.992
H4 | V2 | case7 | pHigh | 17497.992
H4 | V2 | case8 | pLow | 9786.8809
H4 | V2 | case8 | pHigh | 17786.8809
H4 | V2 | case9 | pLow | 10220.2142
H4 | V2 | case9 | pHigh | 18220.2142
H4 | V2 | case10 | pLow | 10942.4364
H4 | V2 | case10 | pHigh | 18942.4364
H4 | V2 | case11 | pLow | 11664.6586
H4 | V2 | case11 | pHigh | 19664.6586
H4 | V2 | case12 | pLow | EPS
H4 | V2 | case12 | pHigh | EPS
H4 | V3 | case1 | pLow | 9726.9076
H4 | V3 | case1 | pHigh | 17726.9076
H4 | V3 | case2 | pLow | 10304.6854
H4 | V3 | case2 | pHigh | 18304.6854
H4 | V3 | case3 | pLow | 10593.5743
H4 | V3 | case3 | pHigh | 18593.5743
H4 | V3 | case4 | pLow | 10738.0187
H4 | V3 | case4 | pHigh | 18738.0187
H4 | V3 | case5 | pLow | 10882.4632
H4 | V3 | case5 | pHigh | 18882.4632
H4 | V3 | case6 | pLow | 11026.9076
H4 | V3 | case6 | pHigh | 19026.9076
H4 | V3 | case7 | pLow | 11171.3521
H4 | V3 | case7 | pHigh | 19171.3521
H4 | V3 | case8 | pLow | 11460.241
H4 | V3 | case8 | pHigh | 19460.241
H4 | V3 | case9 | pLow | 11893.5743
H4 | V3 | case9 | pHigh | 19893.5743
H4 | V3 | case10 | pLow | 12615.7965
H4 | V3 | case10 | pHigh | 20615.7965
H4 | V3 | case11 | pLow | 13338.0187
H4 | V3 | case11 | pHigh | 21338.0187
H4 | V3 | case12 | pLow | EPS
H4 | V3 | case12 | pHigh | EPS
H4 | V4 | case1 | pLow | 11400.2677
H4 | V4 | case1 | pHigh | 19400.2677
H4 | V4 | case2 | pLow | 11978.0455
H4 | V4 | case2 | pHigh | 19978.0455
H4 | V4 | case3 | pLow | 12266.9344
H4 | V4 | case3 | pHigh | 20266.9344
H4 | V4 | case4 | pLow | 12411.3788
H4 | V4 | case4 | pHigh | 20411.3788
H4 | V4 | case5 | pLow | 12555.8233
H4 | V4 | case5 | pHigh | 20555.8233
H4 | V4 | case6 | pLow | 12700.2677
H4 | V4 | case6 | pHigh | 20700.2677
H4 | V4 | case7 | pLow | 12844.7122
H4 | V4 | case7 | pHigh | 20844.7122
H4 | V4 | case8 | pLow | 13133.6011
H4 | V4 | case8 | pHigh | 21133.6011
H4 | V4 | case9 | pLow | 13566.9344
H4 | V4 | case9 | pHigh | 21566.9344
H4 | V4 | case10 | pLow | 14289.1566
H4 | V4 | case10 | pHigh | 22289.1566
H4 | V4 | case11 | pLow | 15011.3788
H4 | V4 | case11 | pHigh | 23011.3788
H4 | V4 | case12 | pLow | EPS
H4 | V4 | case12 | pHigh | EPS
H4 | V5 | case1 | pLow | 13073.6278
H4 | V5 | case1 | pHigh | 21073.6278
H4 | V5 | case2 | pLow | 13651.4056
H4 | V5 | case2 | pHigh | 21651.4056
H4 | V5 | case3 | pLow | 13940.2945
H4 | V5 | case3 | pHigh | 21940.2945
H4 | V5 | case4 | pLow | 14084.739
H4 | V5 | case4 | pHigh | 22084.739
H4 | V5 | case5 | pLow | 14229.1834
H4 | V5 | case5 | pHigh | 22229.1834
H4 | V5 | case6 | pLow | 14373.6278
H4 | V5 | case6 | pHigh | 22373.6278
H4 | V5 | case7 | pLow | 14518.0723
H4 | V5 | case7 | pHigh | 22518.0723
H4 | V5 | case8 | pLow | 14806.9612
H4 | V5 | case8 | pHigh | 22806.9612
H4 | V5 | case9 | pLow | 15240.2945
H4 | V5 | case9 | pHigh | 23240.2945
H4 | V5 | case10 | pLow | 15962.5167
H4 | V5 | case10 | pHigh | 23962.5167
H4 | V5 | case11 | pLow | 16684.739
H4 | V5 | case11 | pHigh | 24684.739
H4 | V5 | case12 | pLow | EPS
H4 | V5 | case12 | pHigh | EPS

## Sstore
TOC
Sstore | (parameter) | Store Storage Values over different cases(ac-ft)
Wkn | tot_vol | case | Value
H1 | V1 | case1 | 12791578.776
H1 | V1 | case2 | 12791578.776
H1 | V1 | case3 | 12791578.776
H1 | V1 | case4 | 12791578.776
H1 | V1 | case5 | 12791578.776
H1 | V1 | case6 | 12791578.776
H1 | V1 | case7 | 12791578.776
H1 | V1 | case8 | 12791578.776
H1 | V1 | case9 | 12791578.776
H1 | V1 | case10 | 12791578.776
H1 | V1 | case11 | 12791578.776
H1 | V1 | case12 | 12791578.776
H1 | V2 | case1 | 12691578.776
H1 | V2 | case2 | 12691578.776
H1 | V2 | case3 | 12691578.776
H1 | V2 | case4 | 12691578.776
H1 | V2 | case5 | 12691578.776
H1 | V2 | case6 | 12691578.776
H1 | V2 | case7 | 12691578.776
H1 | V2 | case8 | 12691578.776
H1 | V2 | case9 | 12691578.776
H1 | V2 | case10 | 12691578.776
H1 | V2 | case11 | 12691578.776
H1 | V2 | case12 | 12691578.776
H1 | V3 | case1 | 12591578.776
H1 | V3 | case2 | 12591578.776
H1 | V3 | case3 | 12591578.776
H1 | V3 | case4 | 12591578.776
H1 | V3 | case5 | 12591578.776
H1 | V3 | case6 | 12591578.776
H1 | V3 | case7 | 12591578.776
H1 | V3 | case8 | 12591578.776
H1 | V3 | case9 | 12591578.776
H1 | V3 | case10 | 12591578.776
H1 | V3 | case11 | 12591578.776
H1 | V3 | case12 | 12591578.776
H1 | V4 | case1 | 12491578.776
H1 | V4 | case2 | 12491578.776
H1 | V4 | case3 | 12491578.776
H1 | V4 | case4 | 12491578.776
H1 | V4 | case5 | 12491578.776
H1 | V4 | case6 | 12491578.776
H1 | V4 | case7 | 12491578.776
H1 | V4 | case8 | 12491578.776
H1 | V4 | case9 | 12491578.776
H1 | V4 | case10 | 12491578.776
H1 | V4 | case11 | 12491578.776
H1 | V4 | case12 | 12491578.776
H1 | V5 | case1 | 12391578.776
H1 | V5 | case2 | 12391578.776
H1 | V5 | case3 | 12391578.776
H1 | V5 | case4 | 12391578.776
H1 | V5 | case5 | 12391578.776
H1 | V5 | case6 | 12391578.776
H1 | V5 | case7 | 12391578.776
H1 | V5 | case8 | 12391578.776
H1 | V5 | case9 | 12391578.776
H1 | V5 | case10 | 12391578.776
H1 | V5 | case11 | 12391578.776
H1 | V5 | case12 | 12391578.776
H2 | V1 | case1 | 12791578.776
H2 | V1 | case2 | 12791578.776
H2 | V1 | case3 | 12791578.776
H2 | V1 | case4 | 12791578.776
H2 | V1 | case5 | 12791578.776
H2 | V1 | case6 | 12791578.776
H2 | V1 | case7 | 12791578.776
H2 | V1 | case8 | 12791578.776
H2 | V1 | case9 | 12791578.776
H2 | V1 | case10 | 12791578.776
H2 | V1 | case11 | 12791578.776
H2 | V1 | case12 | 12791578.776
H2 | V2 | case1 | 12691578.776
H2 | V2 | case2 | 12691578.776
H2 | V2 | case3 | 12691578.776
H2 | V2 | case4 | 12691578.776
H2 | V2 | case5 | 12691578.776
H2 | V2 | case6 | 12691578.776
H2 | V2 | case7 | 12691578.776
H2 | V2 | case8 | 12691578.776
H2 | V2 | case9 | 12691578.776
H2 | V2 | case10 | 12691578.776
H2 | V2 | case11 | 12691578.776
H2 | V2 | case12 | 12691578.776
H2 | V3 | case1 | 12591578.776
H2 | V3 | case2 | 12591578.776
H2 | V3 | case3 | 12591578.776
H2 | V3 | case4 | 12591578.776
H2 | V3 | case5 | 12591578.776
H2 | V3 | case6 | 12591578.776
H2 | V3 | case7 | 12591578.776
H2 | V3 | case8 | 12591578.776
H2 | V3 | case9 | 12591578.776
H2 | V3 | case10 | 12591578.776
H2 | V3 | case11 | 12591578.776
H2 | V3 | case12 | 12591578.776
H2 | V4 | case1 | 12491578.776
H2 | V4 | case2 | 12491578.776
H2 | V4 | case3 | 12491578.776
H2 | V4 | case4 | 12491578.776
H2 | V4 | case5 | 12491578.776
H2 | V4 | case6 | 12491578.776
H2 | V4 | case7 | 12491578.776
H2 | V4 | case8 | 12491578.776
H2 | V4 | case9 | 12491578.776
H2 | V4 | case10 | 12491578.776
H2 | V4 | case11 | 12491578.776
H2 | V4 | case12 | 12491578.776
H2 | V5 | case1 | 12391578.776
H2 | V5 | case2 | 12391578.776
H2 | V5 | case3 | 12391578.776
H2 | V5 | case4 | 12391578.776
H2 | V5 | case5 | 12391578.776
H2 | V5 | case6 | 12391578.776
H2 | V5 | case7 | 12391578.776
H2 | V5 | case8 | 12391578.776
H2 | V5 | case9 | 12391578.776
H2 | V5 | case10 | 12391578.776
H2 | V5 | case11 | 12391578.776
H2 | V5 | case12 | 12391578.776
H3 | V1 | case1 | 12791578.776
H3 | V1 | case2 | 12791578.776
H3 | V1 | case3 | 12791578.776
H3 | V1 | case4 | 12791578.776
H3 | V1 | case5 | 12791578.776
H3 | V1 | case6 | 12791578.776
H3 | V1 | case7 | 12791578.776
H3 | V1 | case8 | 12791578.776
H3 | V1 | case9 | 12791578.776
H3 | V1 | case10 | 12791578.776
H3 | V1 | case11 | 12791578.776
H3 | V1 | case12 | 12791578.776
H3 | V2 | case1 | 12691578.776
H3 | V2 | case2 | 12691578.776
H3 | V2 | case3 | 12691578.776
H3 | V2 | case4 | 12691578.776
H3 | V2 | case5 | 12691578.776
H3 | V2 | case6 | 12691578.776
H3 | V2 | case7 | 12691578.776
H3 | V2 | case8 | 12691578.776
H3 | V2 | case9 | 12691578.776
H3 | V2 | case10 | 12691578.776
H3 | V2 | case11 | 12691578.776
H3 | V2 | case12 | 12691578.776
H3 | V3 | case1 | 12591578.776
H3 | V3 | case2 | 12591578.776
H3 | V3 | case3 | 12591578.776
H3 | V3 | case4 | 12591578.776
H3 | V3 | case5 | 12591578.776
H3 | V3 | case6 | 12591578.776
H3 | V3 | case7 | 12591578.776
H3 | V3 | case8 | 12591578.776
H3 | V3 | case9 | 12591578.776
H3 | V3 | case10 | 12591578.776
H3 | V3 | case11 | 12591578.776
H3 | V3 | case12 | 12591578.776
H3 | V4 | case1 | 12491578.776
H3 | V4 | case2 | 12491578.776
H3 | V4 | case3 | 12491578.776
H3 | V4 | case4 | 12491578.776
H3 | V4 | case5 | 12491578.776
H3 | V4 | case6 | 12491578.776
H3 | V4 | case7 | 12491578.776
H3 | V4 | case8 | 12491578.776
H3 | V4 | case9 | 12491578.776
H3 | V4 | case10 | 12491578.776
H3 | V4 | case11 | 12491578.776
H3 | V4 | case12 | 12491578.776
H3 | V5 | case1 | 12391578.776
H3 | V5 | case2 | 12391578.776
H3 | V5 | case3 | 12391578.776
H3 | V5 | case4 | 12391578.776
H3 | V5 | case5 | 12391578.776
H3 | V5 | case6 | 12391578.776
H3 | V5 | case7 | 12391578.776
H3 | V5 | case8 | 12391578.776
H3 | V5 | case9 | 12391578.776
H3 | V5 | case10 | 12391578.776
H3 | V5 | case11 | 12391578.776
H3 | V5 | case12 | 12391578.776
H4 | V1 | case1 | 12791578.776
H4 | V1 | case2 | 12791578.776
H4 | V1 | case3 | 12791578.776
H4 | V1 | case4 | 12791578.776
H4 | V1 | case5 | 12791578.776
H4 | V1 | case6 | 12791578.776
H4 | V1 | case7 | 12791578.776
H4 | V1 | case8 | 12791578.776
H4 | V1 | case9 | 12791578.776
H4 | V1 | case10 | 12791578.776
H4 | V1 | case11 | 12791578.776
H4 | V1 | case12 | 12791578.776
H4 | V2 | case1 | 12691578.776
H4 | V2 | case2 | 12691578.776
H4 | V2 | case3 | 12691578.776
H4 | V2 | case4 | 12691578.776
H4 | V2 | case5 | 12691578.776
H4 | V2 | case6 | 12691578.776
H4 | V2 | case7 | 12691578.776
H4 | V2 | case8 | 12691578.776
H4 | V2 | case9 | 12691578.776
H4 | V2 | case10 | 12691578.776
H4 | V2 | case11 | 12691578.776
H4 | V2 | case12 | 12691578.776
H4 | V3 | case1 | 12591578.776
H4 | V3 | case2 | 12591578.776
H4 | V3 | case3 | 12591578.776
H4 | V3 | case4 | 12591578.776
H4 | V3 | case5 | 12591578.776
H4 | V3 | case6 | 12591578.776
H4 | V3 | case7 | 12591578.776
H4 | V3 | case8 | 12591578.776
H4 | V3 | case9 | 12591578.776
H4 | V3 | case10 | 12591578.776
H4 | V3 | case11 | 12591578.776
H4 | V3 | case12 | 12591578.776
H4 | V4 | case1 | 12491578.776
H4 | V4 | case2 | 12491578.776
H4 | V4 | case3 | 12491578.776
H4 | V4 | case4 | 12491578.776
H4 | V4 | case5 | 12491578.776
H4 | V4 | case6 | 12491578.776
H4 | V4 | case7 | 12491578.776
H4 | V4 | case8 | 12491578.776
H4 | V4 | case9 | 12491578.776
H4 | V4 | case10 | 12491578.776
H4 | V4 | case11 | 12491578.776
H4 | V4 | case12 | 12491578.776
H4 | V5 | case1 | 12391578.776
H4 | V5 | case2 | 12391578.776
H4 | V5 | case3 | 12391578.776
H4 | V5 | case4 | 12391578.776
H4 | V5 | case5 | 12391578.776
H4 | V5 | case6 | 12391578.776
H4 | V5 | case7 | 12391578.776
H4 | V5 | case8 | 12391578.776
H4 | V5 | case9 | 12391578.776
H4 | V5 | case10 | 12391578.776
H4 | V5 | case11 | 12391578.776
H4 | V5 | case12 | 12391578.776

## SteadyEn_Gen
TOC
SteadyEn_Gen | (variable) | Hydropower Generated for each timestep during steady flow days (MWH)
p | Lowerbound | Value | Upperbound | Marginal
pLow | -INF | 5470.5489 | INF | 0
pHigh | -INF | 10941.0977 | INF | 0

## tot_vol
TOC
tot_vol | (set) | Total montly release volume (acre-ft)
dim1
V1
V2
V3
V4
V5

## Vol_monthlyrelease
TOC
Vol_monthlyrelease | (parameter) | Different Total volumes of water to be released in the month i.e. June2018 in presented case (acre-ft)
tot_vol | Value
V1 | 700000
V2 | 800000
V3 | 900000
V4 | 1000000
V5 | 1100000

## weekendRate
TOC
weekendRate | (parameter) | Energy prices on weekends ($ per MWH)
p | Value
pLow | 37.7
pHigh | 37.7

## Wkn
TOC
Wkn | (set) | Scenarios to decide the change between off-peak release on weekday and weekend steady flows
dim1
H1
H2
H3
H4

## XStore_steady
TOC
XStore_steady | (parameter) | Store Energy Generated during steady flow days over different cases (MWH)
Wkn | tot_vol | case | Value
H1 | V1 | case2 | 28531.2
H1 | V1 | case3 | 42796.8
H1 | V1 | case4 | 49929.6
H1 | V1 | case5 | 57062.4
H1 | V1 | case6 | 64195.2
H1 | V1 | case7 | 72736.4177
H1 | V1 | case8 | 91087.8612
H1 | V1 | case9 | 120992.6265
H1 | V1 | case10 | 177174.1687
H1 | V1 | case11 | 241281.0442
H1 | V1 | case12 | 313313.253
H1 | V2 | case2 | 31258.2786
H1 | V2 | case3 | 48789.4978
H1 | V2 | case4 | 58030.6275
H1 | V2 | case5 | 67588.7704
H1 | V2 | case6 | 77463.9267
H1 | V2 | case7 | 87656.0964
H1 | V2 | case8 | 108991.4757
H1 | V2 | case9 | 143372.1446
H1 | V2 | case10 | 207013.5261
H1 | V2 | case11 | 278580.241
H1 | V2 | case12 | 358072.2892
H1 | V3 | case2 | 37226.15
H1 | V3 | case3 | 57741.3051
H1 | V3 | case4 | 68474.4026
H1 | V3 | case5 | 79524.5134
H1 | V3 | case6 | 90891.6376
H1 | V3 | case7 | 102575.7751
H1 | V3 | case8 | 126895.0901
H1 | V3 | case9 | 165751.6627
H1 | V3 | case10 | 236852.8835
H1 | V3 | case11 | 315879.4378
H1 | V3 | case12 | 402831.3253
H1 | V4 | case2 | 43194.0215
H1 | V4 | case3 | 66693.1123
H1 | V4 | case4 | 78918.1777
H1 | V4 | case5 | 91460.2564
H1 | V4 | case6 | 104319.3484
H1 | V4 | case7 | 117495.4538
H1 | V4 | case8 | 144798.7046
H1 | V4 | case9 | 188131.1807
H1 | V4 | case10 | 266692.241
H1 | V4 | case11 | 353178.6345
H1 | V4 | case12 | 447590.3614
H1 | V5 | case2 | 49161.893
H1 | V5 | case3 | 75644.9195
H1 | V5 | case4 | 89361.9528
H1 | V5 | case5 | 103395.9994
H1 | V5 | case6 | 117747.0593
H1 | V5 | case7 | 132415.1325
H1 | V5 | case8 | 162702.319
H1 | V5 | case9 | 210510.6988
H1 | V5 | case10 | 296531.5984
H1 | V5 | case11 | 390477.8313
H1 | V5 | case12 | 492349.3976
H2 | V1 | case2 | 30314.4
H2 | V1 | case3 | 45471.6
H2 | V1 | case4 | 53050.2
H2 | V1 | case5 | 60628.8
H2 | V1 | case6 | 68207.4
H2 | V1 | case7 | 75786
H2 | V1 | case8 | 94297.6212
H2 | V1 | case9 | 124336.1265
H2 | V1 | case10 | 180146.1687
H2 | V1 | case11 | 243138.5442
H2 | V1 | case12 | 313313.253
H2 | V2 | case2 | 32803.7186
H2 | V2 | case3 | 50929.3378
H2 | V2 | case4 | 60423.0875
H2 | V2 | case5 | 70204.1304
H2 | V2 | case6 | 80272.4667
H2 | V2 | case7 | 90628.0964
H2 | V2 | case8 | 112201.2357
H2 | V2 | case9 | 146715.6446
H2 | V2 | case10 | 209985.5261
H2 | V2 | case11 | 280437.741
H2 | V2 | case12 | 358072.2892
H2 | V3 | case2 | 38771.59
H2 | V3 | case3 | 59881.1451
H2 | V3 | case4 | 70866.8626
H2 | V3 | case5 | 82139.8734
H2 | V3 | case6 | 93700.1776
H2 | V3 | case7 | 105547.7751
H2 | V3 | case8 | 130104.8501
H2 | V3 | case9 | 169095.1627
H2 | V3 | case10 | 239824.8835
H2 | V3 | case11 | 317736.9378
H2 | V3 | case12 | 402831.3253
H2 | V4 | case2 | 44739.4615
H2 | V4 | case3 | 68832.9523
H2 | V4 | case4 | 81310.6377
H2 | V4 | case5 | 94075.6164
H2 | V4 | case6 | 107127.8884
H2 | V4 | case7 | 120467.4538
H2 | V4 | case8 | 148008.4646
H2 | V4 | case9 | 191474.6807
H2 | V4 | case10 | 269664.241
H2 | V4 | case11 | 355036.1345
H2 | V4 | case12 | 447590.3614
H2 | V5 | case2 | 50707.333
H2 | V5 | case3 | 77784.7595
H2 | V5 | case4 | 91754.4128
H2 | V5 | case5 | 106011.3594
H2 | V5 | case6 | 120555.5993
H2 | V5 | case7 | 135387.1325
H2 | V5 | case8 | 165912.079
H2 | V5 | case9 | 213854.1988
H2 | V5 | case10 | 299503.5984
H2 | V5 | case11 | 392335.3313
H2 | V5 | case12 | 492349.3976
H3 | V1 | case2 | 31206
H3 | V1 | case3 | 46809
H3 | V1 | case4 | 54610.5
H3 | V1 | case5 | 62412
H3 | V1 | case6 | 70213.5
H3 | V1 | case7 | 78015
H3 | V1 | case8 | 95902.5012
H3 | V1 | case9 | 126007.8765
H3 | V1 | case10 | 181632.1687
H3 | V1 | case11 | 244067.2942
H3 | V1 | case12 | 313313.253
H3 | V2 | case2 | 33576.4386
H3 | V2 | case3 | 51999.2578
H3 | V2 | case4 | 61619.3175
H3 | V2 | case5 | 71511.8104
H3 | V2 | case6 | 81676.7367
H3 | V2 | case7 | 92114.0964
H3 | V2 | case8 | 113806.1157
H3 | V2 | case9 | 148387.3946
H3 | V2 | case10 | 211471.5261
H3 | V2 | case11 | 281366.491
H3 | V2 | case12 | 358072.2892
H3 | V3 | case2 | 39544.31
H3 | V3 | case3 | 60951.0651
H3 | V3 | case4 | 72063.0926
H3 | V3 | case5 | 83447.5534
H3 | V3 | case6 | 95104.4476
H3 | V3 | case7 | 107033.7751
H3 | V3 | case8 | 131709.7301
H3 | V3 | case9 | 170766.9127
H3 | V3 | case10 | 241310.8835
H3 | V3 | case11 | 318665.6878
H3 | V3 | case12 | 402831.3253
H3 | V4 | case2 | 45512.1815
H3 | V4 | case3 | 69902.8723
H3 | V4 | case4 | 82506.8677
H3 | V4 | case5 | 95383.2964
H3 | V4 | case6 | 108532.1584
H3 | V4 | case7 | 121953.4538
H3 | V4 | case8 | 149613.3446
H3 | V4 | case9 | 193146.4307
H3 | V4 | case10 | 271150.241
H3 | V4 | case11 | 355964.8845
H3 | V4 | case12 | 447590.3614
H3 | V5 | case2 | 51480.053
H3 | V5 | case3 | 78854.6795
H3 | V5 | case4 | 92950.6428
H3 | V5 | case5 | 107319.0394
H3 | V5 | case6 | 121959.8693
H3 | V5 | case7 | 136873.1325
H3 | V5 | case8 | 167516.959
H3 | V5 | case9 | 215525.9488
H3 | V5 | case10 | 300989.5984
H3 | V5 | case11 | 393264.0813
H3 | V5 | case12 | 492349.3976
H4 | V1 | case2 | 32097.6
H4 | V1 | case3 | 48146.4
H4 | V1 | case4 | 56170.8
H4 | V1 | case5 | 64195.2
H4 | V1 | case6 | 72219.6
H4 | V1 | case7 | 80244
H4 | V1 | case8 | 97507.3812
H4 | V1 | case9 | 127679.6265
H4 | V1 | case10 | 183118.1687
H4 | V1 | case11 | 244996.0442
H4 | V1 | case12 | 313313.253
H4 | V2 | case2 | 34349.1586
H4 | V2 | case3 | 53069.1778
H4 | V2 | case4 | 62815.5475
H4 | V2 | case5 | 72819.4904
H4 | V2 | case6 | 83081.0067
H4 | V2 | case7 | 93600.0964
H4 | V2 | case8 | 115410.9957
H4 | V2 | case9 | 150059.1446
H4 | V2 | case10 | 212957.5261
H4 | V2 | case11 | 282295.241
H4 | V2 | case12 | 358072.2892
H4 | V3 | case2 | 40317.03
H4 | V3 | case3 | 62020.9851
H4 | V3 | case4 | 73259.3226
H4 | V3 | case5 | 84755.2334
H4 | V3 | case6 | 96508.7176
H4 | V3 | case7 | 108519.7751
H4 | V3 | case8 | 133314.6101
H4 | V3 | case9 | 172438.6627
H4 | V3 | case10 | 242796.8835
H4 | V3 | case11 | 319594.4378
H4 | V3 | case12 | 402831.3253
H4 | V4 | case2 | 46284.9015
H4 | V4 | case3 | 70972.7923
H4 | V4 | case4 | 83703.0977
H4 | V4 | case5 | 96690.9764
H4 | V4 | case6 | 109936.4284
H4 | V4 | case7 | 123439.4538
H4 | V4 | case8 | 151218.2246
H4 | V4 | case9 | 194818.1807
H4 | V4 | case10 | 272636.241
H4 | V4 | case11 | 356893.6345
H4 | V4 | case12 | 447590.3614
H4 | V5 | case2 | 52252.773
H4 | V5 | case3 | 79924.5995
H4 | V5 | case4 | 94146.8728
H4 | V5 | case5 | 108626.7194
H4 | V5 | case6 | 123364.1393
H4 | V5 | case7 | 138359.1325
H4 | V5 | case8 | 169121.839
H4 | V5 | case9 | 217197.6988
H4 | V5 | case10 | 302475.5984
H4 | V5 | case11 | 394192.8313
H4 | V5 | case12 | 492349.3976

## XStore_unsteady
TOC
XStore_unsteady | (parameter) | Store Energy Generated during unsteady flow days over different cases (MWH)
Wkn | tot_vol | case | Value
H1 | V1 | case1 | 313313.253
H1 | V1 | case2 | 284782.053
H1 | V1 | case3 | 270516.453
H1 | V1 | case4 | 263383.653
H1 | V1 | case5 | 256250.853
H1 | V1 | case6 | 249118.053
H1 | V1 | case7 | 240576.8353
H1 | V1 | case8 | 222225.3918
H1 | V1 | case9 | 192320.6265
H1 | V1 | case10 | 136139.0843
H1 | V1 | case11 | 72032.2088
H1 | V2 | case1 | 358072.2892
H1 | V2 | case2 | 326814.0106
H1 | V2 | case3 | 309282.7913
H1 | V2 | case4 | 300041.6617
H1 | V2 | case5 | 290483.5187
H1 | V2 | case6 | 280608.3624
H1 | V2 | case7 | 270416.1928
H1 | V2 | case8 | 249080.8135
H1 | V2 | case9 | 214700.1446
H1 | V2 | case10 | 151058.7631
H1 | V2 | case11 | 79492.0482
H1 | V3 | case1 | 402831.3253
H1 | V3 | case2 | 365605.1753
H1 | V3 | case3 | 345090.0202
H1 | V3 | case4 | 334356.9227
H1 | V3 | case5 | 323306.8119
H1 | V3 | case6 | 311939.6877
H1 | V3 | case7 | 300255.5502
H1 | V3 | case8 | 275936.2352
H1 | V3 | case9 | 237079.6627
H1 | V3 | case10 | 165978.4418
H1 | V3 | case11 | 86951.8876
H1 | V4 | case1 | 447590.3614
H1 | V4 | case2 | 404396.3399
H1 | V4 | case3 | 380897.2492
H1 | V4 | case4 | 368672.1838
H1 | V4 | case5 | 356130.1051
H1 | V4 | case6 | 343271.013
H1 | V4 | case7 | 330094.9076
H1 | V4 | case8 | 302791.6569
H1 | V4 | case9 | 259459.1807
H1 | V4 | case10 | 180898.1205
H1 | V4 | case11 | 94411.7269
H1 | V5 | case1 | 492349.3976
H1 | V5 | case2 | 443187.5046
H1 | V5 | case3 | 416704.4781
H1 | V5 | case4 | 402987.4448
H1 | V5 | case5 | 388953.3982
H1 | V5 | case6 | 374602.3383
H1 | V5 | case7 | 359934.2651
H1 | V5 | case8 | 329647.0786
H1 | V5 | case9 | 281838.6988
H1 | V5 | case10 | 195817.7992
H1 | V5 | case11 | 101871.5663
H2 | V1 | case1 | 313313.253
H2 | V1 | case2 | 282998.853
H2 | V1 | case3 | 267841.653
H2 | V1 | case4 | 260263.053
H2 | V1 | case5 | 252684.453
H2 | V1 | case6 | 245105.853
H2 | V1 | case7 | 237527.253
H2 | V1 | case8 | 219015.6318
H2 | V1 | case9 | 188977.1265
H2 | V1 | case10 | 133167.0843
H2 | V1 | case11 | 70174.7088
H2 | V2 | case1 | 358072.2892
H2 | V2 | case2 | 325268.5706
H2 | V2 | case3 | 307142.9513
H2 | V2 | case4 | 297649.2017
H2 | V2 | case5 | 287868.1587
H2 | V2 | case6 | 277799.8224
H2 | V2 | case7 | 267444.1928
H2 | V2 | case8 | 245871.0535
H2 | V2 | case9 | 211356.6446
H2 | V2 | case10 | 148086.7631
H2 | V2 | case11 | 77634.5482
H2 | V3 | case1 | 402831.3253
H2 | V3 | case2 | 364059.7353
H2 | V3 | case3 | 342950.1802
H2 | V3 | case4 | 331964.4627
H2 | V3 | case5 | 320691.4519
H2 | V3 | case6 | 309131.1477
H2 | V3 | case7 | 297283.5502
H2 | V3 | case8 | 272726.4752
H2 | V3 | case9 | 233736.1627
H2 | V3 | case10 | 163006.4418
H2 | V3 | case11 | 85094.3876
H2 | V4 | case1 | 447590.3614
H2 | V4 | case2 | 402850.8999
H2 | V4 | case3 | 378757.4092
H2 | V4 | case4 | 366279.7238
H2 | V4 | case5 | 353514.7451
H2 | V4 | case6 | 340462.473
H2 | V4 | case7 | 327122.9076
H2 | V4 | case8 | 299581.8969
H2 | V4 | case9 | 256115.6807
H2 | V4 | case10 | 177926.1205
H2 | V4 | case11 | 92554.2269
H2 | V5 | case1 | 492349.3976
H2 | V5 | case2 | 441642.0646
H2 | V5 | case3 | 414564.6381
H2 | V5 | case4 | 400594.9848
H2 | V5 | case5 | 386338.0382
H2 | V5 | case6 | 371793.7983
H2 | V5 | case7 | 356962.2651
H2 | V5 | case8 | 326437.3186
H2 | V5 | case9 | 278495.1988
H2 | V5 | case10 | 192845.7992
H2 | V5 | case11 | 100014.0663
H3 | V1 | case1 | 313313.253
H3 | V1 | case2 | 282107.253
H3 | V1 | case3 | 266504.253
H3 | V1 | case4 | 258702.753
H3 | V1 | case5 | 250901.253
H3 | V1 | case6 | 243099.753
H3 | V1 | case7 | 235298.253
H3 | V1 | case8 | 217410.7518
H3 | V1 | case9 | 187305.3765
H3 | V1 | case10 | 131681.0843
H3 | V1 | case11 | 69245.9588
H3 | V2 | case1 | 358072.2892
H3 | V2 | case2 | 324495.8506
H3 | V2 | case3 | 306073.0313
H3 | V2 | case4 | 296452.9717
H3 | V2 | case5 | 286560.4787
H3 | V2 | case6 | 276395.5524
H3 | V2 | case7 | 265958.1928
H3 | V2 | case8 | 244266.1735
H3 | V2 | case9 | 209684.8946
H3 | V2 | case10 | 146600.7631
H3 | V2 | case11 | 76705.7982
H3 | V3 | case1 | 402831.3253
H3 | V3 | case2 | 363287.0153
H3 | V3 | case3 | 341880.2602
H3 | V3 | case4 | 330768.2327
H3 | V3 | case5 | 319383.7719
H3 | V3 | case6 | 307726.8777
H3 | V3 | case7 | 295797.5502
H3 | V3 | case8 | 271121.5952
H3 | V3 | case9 | 232064.4127
H3 | V3 | case10 | 161520.4418
H3 | V3 | case11 | 84165.6376
H3 | V4 | case1 | 447590.3614
H3 | V4 | case2 | 402078.1799
H3 | V4 | case3 | 377687.4892
H3 | V4 | case4 | 365083.4938
H3 | V4 | case5 | 352207.0651
H3 | V4 | case6 | 339058.203
H3 | V4 | case7 | 325636.9076
H3 | V4 | case8 | 297977.0169
H3 | V4 | case9 | 254443.9307
H3 | V4 | case10 | 176440.1205
H3 | V4 | case11 | 91625.4769
H3 | V5 | case1 | 492349.3976
H3 | V5 | case2 | 440869.3446
H3 | V5 | case3 | 413494.7181
H3 | V5 | case4 | 399398.7548
H3 | V5 | case5 | 385030.3582
H3 | V5 | case6 | 370389.5283
H3 | V5 | case7 | 355476.2651
H3 | V5 | case8 | 324832.4386
H3 | V5 | case9 | 276823.4488
H3 | V5 | case10 | 191359.7992
H3 | V5 | case11 | 99085.3163
H4 | V1 | case1 | 313313.253
H4 | V1 | case2 | 281215.653
H4 | V1 | case3 | 265166.853
H4 | V1 | case4 | 257142.453
H4 | V1 | case5 | 249118.053
H4 | V1 | case6 | 241093.653
H4 | V1 | case7 | 233069.253
H4 | V1 | case8 | 215805.8718
H4 | V1 | case9 | 185633.6265
H4 | V1 | case10 | 130195.0843
H4 | V1 | case11 | 68317.2088
H4 | V2 | case1 | 358072.2892
H4 | V2 | case2 | 323723.1306
H4 | V2 | case3 | 305003.1113
H4 | V2 | case4 | 295256.7417
H4 | V2 | case5 | 285252.7987
H4 | V2 | case6 | 274991.2824
H4 | V2 | case7 | 264472.1928
H4 | V2 | case8 | 242661.2935
H4 | V2 | case9 | 208013.1446
H4 | V2 | case10 | 145114.7631
H4 | V2 | case11 | 75777.0482
H4 | V3 | case1 | 402831.3253
H4 | V3 | case2 | 362514.2953
H4 | V3 | case3 | 340810.3402
H4 | V3 | case4 | 329572.0027
H4 | V3 | case5 | 318076.0919
H4 | V3 | case6 | 306322.6077
H4 | V3 | case7 | 294311.5502
H4 | V3 | case8 | 269516.7152
H4 | V3 | case9 | 230392.6627
H4 | V3 | case10 | 160034.4418
H4 | V3 | case11 | 83236.8876
H4 | V4 | case1 | 447590.3614
H4 | V4 | case2 | 401305.4599
H4 | V4 | case3 | 376617.5692
H4 | V4 | case4 | 363887.2638
H4 | V4 | case5 | 350899.3851
H4 | V4 | case6 | 337653.933
H4 | V4 | case7 | 324150.9076
H4 | V4 | case8 | 296372.1369
H4 | V4 | case9 | 252772.1807
H4 | V4 | case10 | 174954.1205
H4 | V4 | case11 | 90696.7269
H4 | V5 | case1 | 492349.3976
H4 | V5 | case2 | 440096.6246
H4 | V5 | case3 | 412424.7981
H4 | V5 | case4 | 398202.5248
H4 | V5 | case5 | 383722.6782
H4 | V5 | case6 | 368985.2583
H4 | V5 | case7 | 353990.2651
H4 | V5 | case8 | 323227.5586
H4 | V5 | case9 | 275151.6988
H4 | V5 | case10 | 189873.7992
H4 | V5 | case11 | 98156.5663