## Table of Contents
Name | Type | Dim | Count | Explanatory text
Avail_Water | variable | 0 | 1 | Total Water available in the system during the month (June)
case | set | 1 | 12 | Defining constrainted cases for number of low flow steady days
Convert | parameter | 0 | 1 | conversion factor from cfs to ac-ft per hour (0.0014*60)
d | set | 1 | 31 | days in July
Daily_RelRange | parameter | 0 | 1 | Allowable daily release range (cfs)
Diff_Release | parameter | 1 | 3 | Differnce between off-peak weekday release and weekend release(cfs)
Duration | parameter | 1 | 2 | Duration of period (hours)
EnergyRate | parameter | 1 | 2 | Energy prices on weekdays ($ per MWH)
Energy_Gen | variable | 1 | 2 | Hydropower Generated for each timestep during unsteady flow days (MWH)
EQ10_EnergyGen | equation | 1 | 2 | Energy generated in each time step during unsteady flow days (MWH)
EQ11_EnergyGen_Max | equation | 1 | 2 | Maximum Energy Generation Limit of the Glen Caynon Dam(MW)
EQ12_EnergyRevenue | equation | 0 | 1 | Total monthly Hydropower Revenue generated when number of steady low flow day are greater than number of weekend days($)
EQ13_Revenue | equation | 0 | 1 | Total monthly Hydropower Renvenue generated if number of steady flow days are equal or less than weekend days ($)
EQ1__ResMassBal | equation | 0 | 1 | Reservoir mass balance (acre-ft)
EQ2__reqpowerstorage | equation | 0 | 1 | The minimum storage equivalent to reservoir level required for hydropower generation (acre-ft)
EQ3__maxstor | equation | 0 | 1 | res storage max (acre-ft)
EQ4__MaxR | equation | 1 | 2 | Max Release (cfs)
EQ5__MinR | equation | 1 | 2 | Min Release (cfs)
EQ6_Rel_Range | equation | 1 | 2 | Constraining the daily release range on a weekday (cfs per day)
EQ7__Monthtlyrel | equation | 0 | 1 | Constraining Total monthly volume of water to be released (acre-ft)
EQ8_Steadyflow | equation | 0 | 1 | Minimun release value within the hydrograph(cfs)
EQ9_SteadyEnergy | equation | 1 | 2 | Energy generated in each time step during steady flow days (MWH)
EQa_Inflow | equation | 0 | 1 | Total volume of Water available in the system during the month (acre-ft)
EQb_SteadyOutflow | equation | 0 | 1 | Volume of Water released during the steady days (acre-ft)
EQc_UnSteadyOutflow | equation | 0 | 1 | Volume of Water released during the unsteady days (acre-ft)
evap | parameter | 1 | 31 | Evaporation (ac-ft per day)
FStore | parameter | 3 | 240 | Storing objective function values over different scenarios
Inflow | parameter | 1 | 31 | Inflow to reservoir (cfs)
initstorage | parameter | 0 | 1 | Initial reservoir storage on 1st July 2018 (acre-ft)
Mar_Ramp | parameter | 4 | 480 | To save margninal values associted with the ramp rate.
maxRel | parameter | 0 | 1 | Maximum release in a day d at any timeperiod p(cfs)
maxstorage | parameter | 0 | 1 | Reservoir capacity (acre-ft)
minRel | parameter | 0 | 1 | Minimum release in a day d at any timeperiod p(cfs)
minstorage | parameter | 0 | 1 | Minimum reservoir storage to maintain hydropower level(acre-ft)
ModelResults | parameter | 4 | 480 | Store solution status of the scenarios i.e. whether the solution found is optimal or not?
modpar | set | 1 | 2 | Saving model status for each of the scenario solution
Num_of_timesteps | parameter | 0 | 1 | Total Number of timesteps used
Num_steady | parameter | 1 | 11 | Number of steady low flow days
ObjectiveVal | variable | 0 | 1 | Objective functions calculation
p | set | 1 | 2 | time period during a day
release | variable | 1 | 0 | reservoir release on any unsteady day in any period p (cfs)
RStore_steady | parameter | 4 | 480 | Store Release values during steady flow days over different cases(cfs)
RStore_unsteady | parameter | 4 | 480 | Store Release values during unsteady flow days over different cases(cfs)
Sstore | parameter | 3 | 240 | Store Storage Values over different cases(ac-ft)
SteadyEn_Gen | variable | 1 | 2 | Hydropower Generated for each timestep during steady flow days (MWH)
Steady_Days | parameter | 0 | 1 | To represent the number of steady low flow days
steady_Outflow | variable | 0 | 1 | Volume of water released in the steady low flow days (acre-ft)
Steady_Release | variable | 0 | 1 | Minimum release value of the hydrograph
storage | variable | 0 | 1 | reservoir storage at the end of the month (acre-ft)
Totaldays | parameter | 0 | 1 | Total number of days in the month
TotMonth_volume | parameter | 0 | 1 | To represent total monthly volume (acre-ft)
tot_vol | set | 1 | 5 | Total montly release volume (acre-ft)
unsteady_Outflow | variable | 0 | 1 | Volume of water released in the unsteay low flow days (acre-ft)
Vol_monthlyrelease | parameter | 1 | 5 | Different Total volumes of water to be released in the month i.e. July 2018 in presented case (acre-ft)
weekdays | parameter | 0 | 1 | Number of days in month
weekendRate | parameter | 1 | 2 | Energy prices on weekends ($ per MWH)
weekends | parameter | 0 | 1 | Number of weekend days in the month
Weekend_Rel | parameter | 0 | 1 | Additional release made on weekend incomparison to weekday off-peak release(cfs).
Wkn | set | 1 | 4 | Scenarios to decide the change between off-peak release on weekday and weekend steady flows
XStore_steady | parameter | 3 | 220 | Store Energy Generated during steady flow days over different cases (MWH)
XStore_unsteady | parameter | 3 | 220 | Store Energy Generated during unsteady flow days over different cases (MWH)

## Scalar
TOC
Parameter | Value | Explanatory text
Convert | 0.083 | conversion factor from cfs to ac-ft per hour (0.0014*60)
Daily_RelRange | 8000 | Allowable daily release range (cfs)
initstorage | 12711184 | Initial reservoir storage on 1st July 2018 (acre-ft)
maxRel | 31500 | Maximum release in a day d at any timeperiod p(cfs)
maxstorage | 25000000 | Reservoir capacity (acre-ft)
minRel | 8000 | Minimum release in a day d at any timeperiod p(cfs)
minstorage | 8950000 | Minimum reservoir storage to maintain hydropower level(acre-ft)
Num_of_timesteps | 62 | Total Number of timesteps used
Steady_Days | 31 | To represent the number of steady low flow days
Totaldays | 31 | Total number of days in the month
TotMonth_volume | 1100000 | To represent total monthly volume (acre-ft)
weekdays | 23 | Number of days in month
weekends | 8 | Number of weekend days in the month
Weekend_Rel | 1000 | Additional release made on weekend incomparison to weekday off-peak release(cfs).
Variable | Lowerbound | Value | Upperbound | Marginal | Explanatory text
Avail_Water | -INF | 12964160.032 | INF | 0 | Total Water available in the system during the month (June)
ObjectiveVal | -INF | 0 | INF | 0 | Objective functions calculation
steady_Outflow | -INF | 1100000 | INF | 0 | Volume of water released in the steady low flow days (acre-ft)
Steady_Release | -INF | 0 | INF | 0 | Minimum release value of the hydrograph
storage | -INF | 11811552.032 | INF | 0 | reservoir storage at the end of the month (acre-ft)
unsteady_Outflow | -INF | 0 | INF | 0 | Volume of water released in the unsteay low flow days (acre-ft)
Equation | Lowerbound | Value | Upperbound | Marginal | Explanatory text
EQ12_EnergyRevenue | 0 | 0 | 0 | 1 | Total monthly Hydropower Revenue generated when number of steady low flow day are greater than number of weekend days($)
EQ13_Revenue | 0 | 0 | 0 | 1 | Total monthly Hydropower Renvenue generated if number of steady flow days are equal or less than weekend days ($)
EQ1__ResMassBal | -52608 | -52608 | -52608 | EPS | Reservoir mass balance (acre-ft)
EQ2__reqpowerstorage | 8950000 | 11811552.032 | INF | 0 | The minimum storage equivalent to reservoir level required for hydropower generation (acre-ft)
EQ3__maxstor | -INF | 11811552.032 | 25000000 | 0 | res storage max (acre-ft)
EQ7__Monthtlyrel | -1100000 | -1100000 | -1100000 | -28.2574 | Constraining Total monthly volume of water to be released (acre-ft)
EQ8_Steadyflow | 1000 | 1000 | 1000 | EPS | Minimun release value within the hydrograph(cfs)
EQa_Inflow | 12964160.032 | 12964160.032 | 12964160.032 | EPS | Total volume of Water available in the system during the month (acre-ft)
EQb_SteadyOutflow | 0 | 0 | 0 | -28.2574 | Volume of Water released during the steady days (acre-ft)
EQc_UnSteadyOutflow | 0 | 0 | 0 | -28.2574 | Volume of Water released during the unsteady days (acre-ft)

## case
TOC
case | (set) | Defining constrainted cases for number of low flow steady days
dim1
case1
case2
case3
case4
case5
case6
case7
case8
case9
case10
case11
case12

## d
TOC
d | (set) | days in July
d
d1
d2
d3
d4
d5
d6
d7
d8
d9
d10
d11
d12
d13
d14
d15
d16
d17
d18
d19
d20
d21
d22
d23
d24
d25
d26
d27
d28
d29
d30
d31

## Diff_Release
TOC
Diff_Release | (parameter) | Differnce between off-peak weekday release and weekend release(cfs)
Wkn | Value
H2 | 500
H3 | 750
H4 | 1000

## Duration
TOC
Duration | (parameter) | Duration of period (hours)
p | Value
pLow | 8
pHigh | 16

## EnergyRate
TOC
EnergyRate | (parameter) | Energy prices on weekdays ($ per MWH)
p | Value
pLow | 46.548
pHigh | 80.077

## Energy_Gen
TOC
Energy_Gen | (variable) | Hydropower Generated for each timestep during unsteady flow days (MWH)
p | Lowerbound | Value | Upperbound | Marginal
pLow | -INF | 4996.8795 | INF | 0
pHigh | -INF | 4755.2 | INF | 0

## EQ10_EnergyGen
TOC
EQ10_EnergyGen | (equation) | Energy generated in each time step during unsteady flow days (MWH)
p | Lowerbound | Value | Upperbound | Marginal
pLow | 0 | 0 | 0 | EPS
pHigh | 0 | 0 | 0 | EPS

## EQ11_EnergyGen_Max
TOC
EQ11_EnergyGen_Max | (equation) | Maximum Energy Generation Limit of the Glen Caynon Dam(MW)
p | Lowerbound | Value | Upperbound | Marginal
pLow | -INF | 4996.8795 | 10560 | 0
pHigh | -INF | 4755.2 | 21120 | 0

## EQ4__MaxR
TOC
EQ4__MaxR | (equation) | Max Release (cfs)
p | Lowerbound | Value | Upperbound | Marginal
pLow | -INF | 16813.1882 | 31500 | 0
pHigh | -INF | 8000 | 31500 | 0

## EQ5__MinR
TOC
EQ5__MinR | (equation) | Min Release (cfs)
p | Lowerbound | Value | Upperbound | Marginal
pLow | 8000 | 16813.1882 | INF | 0
pHigh | 8000 | 8000 | INF | EPS

## EQ6_Rel_Range
TOC
EQ6_Rel_Range | (equation) | Constraining the daily release range on a weekday (cfs per day)
p | Lowerbound | Value | Upperbound | Marginal
pLow | -INF | -8813.1882 | 8000 | 0
pHigh | -INF | -8813.1882 | 8000 | 0

## EQ9_SteadyEnergy
TOC
EQ9_SteadyEnergy | (equation) | Energy generated in each time step during steady flow days (MWH)
p | Lowerbound | Value | Upperbound | Marginal
pLow | 0 | 0 | 0 | 1442.988
pHigh | 0 | 0 | 0 | 2214.155

## evap
TOC
evap | (parameter) | Evaporation (ac-ft per day)
d | Value
d1 | 1732
d2 | 1730
d3 | 1727
d4 | 1726
d5 | 1723
d6 | 1720
d7 | 1719
d8 | 1717
d9 | 1714
d10 | 1711
d11 | 1709
d12 | 1706
d13 | 1703
d14 | 1702
d15 | 1700
d16 | 1697
d17 | 1695
d18 | 1692
d19 | 1690
d20 | 1687
d21 | 1686
d22 | 1684
d23 | 1681
d24 | 1679
d25 | 1676
d26 | 1673
d27 | 1670
d28 | 1668
d29 | 1666
d30 | 1664
d31 | 1661

## FStore
TOC
FStore | (parameter) | Storing objective function values over different scenarios
Wkn | tot_vol | case | Value
H1 | V1 | case1 | 20544670.2996
H1 | V1 | case2 | 20884449.8078
H1 | V1 | case3 | 21095113.1028
H1 | V1 | case4 | 21213611.2063
H1 | V1 | case5 | 21342413.4926
H1 | V1 | case6 | 21342413.4926
H1 | V1 | case7 | 21342413.4926
H1 | V1 | case8 | 21311105.4494
H1 | V1 | case9 | 21069378.2321
H1 | V1 | case10 | 20666499.5365
H1 | V1 | case11 | 20263620.841
H1 | V1 | case12 | 19780166.4063
H1 | V2 | case1 | 23741555.5794
H1 | V2 | case2 | 24143701.0172
H1 | V2 | case3 | 24301423.7406
H1 | V2 | case4 | 24380285.1022
H1 | V2 | case5 | 24459146.4639
H1 | V2 | case6 | 24378570.7248
H1 | V2 | case7 | 24297994.9857
H1 | V2 | case8 | 24136843.5075
H1 | V2 | case9 | 23895116.2901
H1 | V2 | case10 | 23492237.5946
H1 | V2 | case11 | 23089358.899
H1 | V2 | case12 | 22605904.4643
H1 | V3 | case1 | 26653993.6285
H1 | V3 | case2 | 26969439.0752
H1 | V3 | case3 | 27127161.7986
H1 | V3 | case4 | 27206023.1603
H1 | V3 | case5 | 27284884.522
H1 | V3 | case6 | 27204308.7829
H1 | V3 | case7 | 27123733.0437
H1 | V3 | case8 | 26962581.5655
H1 | V3 | case9 | 26720854.3482
H1 | V3 | case10 | 26317975.6526
H1 | V3 | case11 | 25915096.957
H1 | V3 | case12 | 25431642.5223
H1 | V4 | case1 | 29479731.6865
H1 | V4 | case2 | 29795177.1333
H1 | V4 | case3 | 29952899.8566
H1 | V4 | case4 | 30031761.2183
H1 | V4 | case5 | 30110622.58
H1 | V4 | case6 | 30030046.8409
H1 | V4 | case7 | 29949471.1018
H1 | V4 | case8 | 29788319.6236
H1 | V4 | case9 | 29546592.4062
H1 | V4 | case10 | 29143713.7106
H1 | V4 | case11 | 28740835.0151
H1 | V4 | case12 | 28257380.5804
H1 | V5 | case1 | 32305469.7446
H1 | V5 | case2 | 32620915.1913
H1 | V5 | case3 | 32778637.9147
H1 | V5 | case4 | 32857499.2764
H1 | V5 | case5 | 32936360.638
H1 | V5 | case6 | 32855784.8989
H1 | V5 | case7 | 32775209.1598
H1 | V5 | case8 | 32614057.6816
H1 | V5 | case9 | 32372330.4642
H1 | V5 | case10 | 31969451.7687
H1 | V5 | case11 | 31566573.0731
H1 | V5 | case12 | 31083118.6384
H2 | V1 | case1 | 20544670.2996
H2 | V1 | case2 | 20833518.5117
H2 | V1 | case3 | 21012604.4031
H2 | V1 | case4 | 21113340.2171
H2 | V1 | case5 | 21222835.667
H2 | V1 | case6 | 21217853.2576
H2 | V1 | case7 | 21212870.8482
H2 | V1 | case8 | 21202906.0294
H2 | V1 | case9 | 21028233.1738
H2 | V1 | case10 | 20638212.309
H2 | V1 | case11 | 20248191.4441
H2 | V1 | case12 | 19780166.4063
H2 | V2 | case1 | 23741555.5794
H2 | V2 | case2 | 24114128.0066
H2 | V2 | case3 | 24257064.2246
H2 | V2 | case4 | 24328532.3336
H2 | V2 | case5 | 24400000.4427
H2 | V2 | case6 | 24321996.2697
H2 | V2 | case7 | 24243992.0967
H2 | V2 | case8 | 24087983.7508
H2 | V2 | case9 | 23853971.2319
H2 | V2 | case10 | 23463950.367
H2 | V2 | case11 | 23073929.5021
H2 | V2 | case12 | 22605904.4643
H2 | V3 | case1 | 26653993.6285
H2 | V3 | case2 | 26939866.0646
H2 | V3 | case3 | 27082802.2826
H2 | V3 | case4 | 27154270.3917
H2 | V3 | case5 | 27225738.5007
H2 | V3 | case6 | 27147734.3277
H2 | V3 | case7 | 27069730.1548
H2 | V3 | case8 | 26913721.8088
H2 | V3 | case9 | 26679709.2899
H2 | V3 | case10 | 26289688.425
H2 | V3 | case11 | 25899667.5602
H2 | V3 | case12 | 25431642.5223
H2 | V4 | case1 | 29479731.6865
H2 | V4 | case2 | 29765604.1226
H2 | V4 | case3 | 29908540.3407
H2 | V4 | case4 | 29980008.4497
H2 | V4 | case5 | 30051476.5587
H2 | V4 | case6 | 29973472.3858
H2 | V4 | case7 | 29895468.2128
H2 | V4 | case8 | 29739459.8669
H2 | V4 | case9 | 29505447.3479
H2 | V4 | case10 | 29115426.4831
H2 | V4 | case11 | 28725405.6182
H2 | V4 | case12 | 28257380.5804
H2 | V5 | case1 | 32305469.7446
H2 | V5 | case2 | 32591342.1807
H2 | V5 | case3 | 32734278.3987
H2 | V5 | case4 | 32805746.5078
H2 | V5 | case5 | 32877214.6168
H2 | V5 | case6 | 32799210.4438
H2 | V5 | case7 | 32721206.2708
H2 | V5 | case8 | 32565197.9249
H2 | V5 | case9 | 32331185.406
H2 | V5 | case10 | 31941164.5411
H2 | V5 | case11 | 31551143.6763
H2 | V5 | case12 | 31083118.6384
H3 | V1 | case1 | 20544670.2996
H3 | V1 | case2 | 20808052.8636
H3 | V1 | case3 | 20971350.0533
H3 | V1 | case4 | 21063204.7225
H3 | V1 | case5 | 21163046.7542
H3 | V1 | case6 | 21155573.1401
H3 | V1 | case7 | 21148099.526
H3 | V1 | case8 | 21133152.2978
H3 | V1 | case9 | 21007660.6447
H3 | V1 | case10 | 20624068.6952
H3 | V1 | case11 | 20240476.7457
H3 | V1 | case12 | 19780166.4063
H3 | V2 | case1 | 23741555.5794
H3 | V2 | case2 | 24099341.5012
H3 | V2 | case3 | 24234884.4666
H3 | V2 | case4 | 24302655.9493
H3 | V2 | case5 | 24370427.432
H3 | V2 | case6 | 24293709.0421
H3 | V2 | case7 | 24216990.6522
H3 | V2 | case8 | 24063553.8724
H3 | V2 | case9 | 23833398.7027
H3 | V2 | case10 | 23449806.7532
H3 | V2 | case11 | 23066214.8037
H3 | V2 | case12 | 22605904.4643
H3 | V3 | case1 | 26653993.6285
H3 | V3 | case2 | 26925079.5593
H3 | V3 | case3 | 27060622.5247
H3 | V3 | case4 | 27128394.0074
H3 | V3 | case5 | 27196165.4901
H3 | V3 | case6 | 27119447.1002
H3 | V3 | case7 | 27042728.7103
H3 | V3 | case8 | 26889291.9305
H3 | V3 | case9 | 26659136.7608
H3 | V3 | case10 | 26275544.8113
H3 | V3 | case11 | 25891952.8618
H3 | V3 | case12 | 25431642.5223
H3 | V4 | case1 | 29479731.6865
H3 | V4 | case2 | 29750817.6173
H3 | V4 | case3 | 29886360.5827
H3 | V4 | case4 | 29954132.0654
H3 | V4 | case5 | 30021903.5481
H3 | V4 | case6 | 29945185.1582
H3 | V4 | case7 | 29868466.7683
H3 | V4 | case8 | 29715029.9885
H3 | V4 | case9 | 29484874.8188
H3 | V4 | case10 | 29101282.8693
H3 | V4 | case11 | 28717690.9198
H3 | V4 | case12 | 28257380.5804
H3 | V5 | case1 | 32305469.7446
H3 | V5 | case2 | 32576555.6754
H3 | V5 | case3 | 32712098.6408
H3 | V5 | case4 | 32779870.1235
H3 | V5 | case5 | 32847641.6061
H3 | V5 | case6 | 32770923.2162
H3 | V5 | case7 | 32694204.8263
H3 | V5 | case8 | 32540768.0465
H3 | V5 | case9 | 32310612.8768
H3 | V5 | case10 | 31927020.9273
H3 | V5 | case11 | 31543428.9778
H3 | V5 | case12 | 31083118.6384
H4 | V1 | case1 | 20544670.2996
H4 | V1 | case2 | 20782587.2156
H4 | V1 | case3 | 20930095.7035
H4 | V1 | case4 | 21013069.2279
H4 | V1 | case5 | 21103257.8414
H4 | V1 | case6 | 21093293.0226
H4 | V1 | case7 | 21083328.2038
H4 | V1 | case8 | 21063398.5662
H4 | V1 | case9 | 20987088.1156
H4 | V1 | case10 | 20609925.0814
H4 | V1 | case11 | 20232762.0473
H4 | V1 | case12 | 19780166.4063
H4 | V2 | case1 | 23741555.5794
H4 | V2 | case2 | 24084554.9959
H4 | V2 | case3 | 24212704.7087
H4 | V2 | case4 | 24276779.565
H4 | V2 | case5 | 24340854.4214
H4 | V2 | case6 | 24265421.8146
H4 | V2 | case7 | 24189989.2077
H4 | V2 | case8 | 24039123.9941
H4 | V2 | case9 | 23812826.1736
H4 | V2 | case10 | 23435663.1394
H4 | V2 | case11 | 23058500.1053
H4 | V2 | case12 | 22605904.4643
H4 | V3 | case1 | 26653993.6285
H4 | V3 | case2 | 26910293.054
H4 | V3 | case3 | 27038442.7667
H4 | V3 | case4 | 27102517.6231
H4 | V3 | case5 | 27166592.4794
H4 | V3 | case6 | 27091159.8726
H4 | V3 | case7 | 27015727.2658
H4 | V3 | case8 | 26864862.0521
H4 | V3 | case9 | 26638564.2316
H4 | V3 | case10 | 26261401.1975
H4 | V3 | case11 | 25884238.1633
H4 | V3 | case12 | 25431642.5223
H4 | V4 | case1 | 29479731.6865
H4 | V4 | case2 | 29736031.112
H4 | V4 | case3 | 29864180.8247
H4 | V4 | case4 | 29928255.6811
H4 | V4 | case5 | 29992330.5375
H4 | V4 | case6 | 29916897.9306
H4 | V4 | case7 | 29841465.3238
H4 | V4 | case8 | 29690600.1102
H4 | V4 | case9 | 29464302.2897
H4 | V4 | case10 | 29087139.2555
H4 | V4 | case11 | 28709976.2214
H4 | V4 | case12 | 28257380.5804
H4 | V5 | case1 | 32305469.7446
H4 | V5 | case2 | 32561769.17
H4 | V5 | case3 | 32689918.8828
H4 | V5 | case4 | 32753993.7391
H4 | V5 | case5 | 32818068.5955
H4 | V5 | case6 | 32742635.9887
H4 | V5 | case7 | 32667203.3819
H4 | V5 | case8 | 32516338.1682
H4 | V5 | case9 | 32290040.3477
H4 | V5 | case10 | 31912877.3136
H4 | V5 | case11 | 31535714.2794
H4 | V5 | case12 | 31083118.6384

## Inflow
TOC
Inflow | (parameter) | Inflow to reservoir (cfs)
d | Value
d1 | 2724
d2 | 3660
d3 | 5360
d4 | 3831
d5 | 4188
d6 | 4340
d7 | 3944
d8 | 3349
d9 | 3215
d10 | 4257
d11 | 4265
d12 | 4177
d13 | 3824
d14 | 5149
d15 | 2978
d16 | 3836
d17 | 5588
d18 | 5659
d19 | 4304
d20 | 5190
d21 | 6253
d22 | 4172
d23 | 4503
d24 | 4295
d25 | 2236
d26 | 4424
d27 | 3682
d28 | 2998
d29 | 3025
d30 | 4101
d31 | 3469

## Mar_Ramp
TOC
Mar_Ramp | (parameter) | To save margninal values associted with the ramp rate.
Wkn | tot_vol | case | p | Value
H1 | V1 | case1 | pLow | EPS
H1 | V1 | case1 | pHigh | EPS
H1 | V1 | case2 | pLow | EPS
H1 | V1 | case2 | pHigh | EPS
H1 | V1 | case3 | pLow | EPS
H1 | V1 | case3 | pHigh | EPS
H1 | V1 | case4 | pLow | EPS
H1 | V1 | case4 | pHigh | EPS
H1 | V1 | case5 | pLow | EPS
H1 | V1 | case5 | pHigh | EPS
H1 | V1 | case6 | pLow | EPS
H1 | V1 | case6 | pHigh | EPS
H1 | V1 | case7 | pLow | EPS
H1 | V1 | case7 | pHigh | EPS
H1 | V1 | case8 | pLow | 191.3674
H1 | V1 | case8 | pHigh | EPS
H1 | V1 | case9 | pLow | 161.1515
H1 | V1 | case9 | pHigh | EPS
H1 | V1 | case10 | pLow | 110.7916
H1 | V1 | case10 | pHigh | EPS
H1 | V1 | case11 | pLow | 60.4318
H1 | V1 | case11 | pHigh | EPS
H1 | V1 | case12 | pLow | EPS
H1 | V1 | case12 | pHigh | EPS
H1 | V2 | case1 | pLow | EPS
H1 | V2 | case1 | pHigh | EPS
H1 | V2 | case2 | pLow | 192.2246
H1 | V2 | case2 | pHigh | EPS
H1 | V2 | case3 | pLow | 211.9399
H1 | V2 | case3 | pHigh | EPS
H1 | V2 | case4 | pLow | 221.7976
H1 | V2 | case4 | pHigh | EPS
H1 | V2 | case5 | pLow | 231.6552
H1 | V2 | case5 | pHigh | EPS
H1 | V2 | case6 | pLow | 221.5833
H1 | V2 | case6 | pHigh | EPS
H1 | V2 | case7 | pLow | 211.5113
H1 | V2 | case7 | pHigh | EPS
H1 | V2 | case8 | pLow | 191.3674
H1 | V2 | case8 | pHigh | EPS
H1 | V2 | case9 | pLow | 161.1515
H1 | V2 | case9 | pHigh | EPS
H1 | V2 | case10 | pLow | 110.7916
H1 | V2 | case10 | pHigh | EPS
H1 | V2 | case11 | pLow | 60.4318
H1 | V2 | case11 | pHigh | EPS
H1 | V2 | case12 | pLow | EPS
H1 | V2 | case12 | pHigh | EPS
H1 | V3 | case1 | pLow | EPS
H1 | V3 | case1 | pHigh | 152.7939
H1 | V3 | case2 | pLow | 192.2246
H1 | V3 | case2 | pHigh | EPS
H1 | V3 | case3 | pLow | 211.9399
H1 | V3 | case3 | pHigh | EPS
H1 | V3 | case4 | pLow | 221.7976
H1 | V3 | case4 | pHigh | EPS
H1 | V3 | case5 | pLow | 231.6552
H1 | V3 | case5 | pHigh | EPS
H1 | V3 | case6 | pLow | 221.5833
H1 | V3 | case6 | pHigh | EPS
H1 | V3 | case7 | pLow | 211.5113
H1 | V3 | case7 | pHigh | EPS
H1 | V3 | case8 | pLow | 191.3674
H1 | V3 | case8 | pHigh | EPS
H1 | V3 | case9 | pLow | 161.1515
H1 | V3 | case9 | pHigh | EPS
H1 | V3 | case10 | pLow | 110.7916
H1 | V3 | case10 | pHigh | EPS
H1 | V3 | case11 | pLow | 60.4318
H1 | V3 | case11 | pHigh | EPS
H1 | V3 | case12 | pLow | EPS
H1 | V3 | case12 | pHigh | EPS
H1 | V4 | case1 | pLow | EPS
H1 | V4 | case1 | pHigh | 152.7939
H1 | V4 | case2 | pLow | 192.2246
H1 | V4 | case2 | pHigh | EPS
H1 | V4 | case3 | pLow | 211.9399
H1 | V4 | case3 | pHigh | EPS
H1 | V4 | case4 | pLow | 221.7976
H1 | V4 | case4 | pHigh | EPS
H1 | V4 | case5 | pLow | 231.6552
H1 | V4 | case5 | pHigh | EPS
H1 | V4 | case6 | pLow | 221.5833
H1 | V4 | case6 | pHigh | EPS
H1 | V4 | case7 | pLow | 211.5113
H1 | V4 | case7 | pHigh | EPS
H1 | V4 | case8 | pLow | 191.3674
H1 | V4 | case8 | pHigh | EPS
H1 | V4 | case9 | pLow | 161.1515
H1 | V4 | case9 | pHigh | EPS
H1 | V4 | case10 | pLow | 110.7916
H1 | V4 | case10 | pHigh | EPS
H1 | V4 | case11 | pLow | 60.4318
H1 | V4 | case11 | pHigh | EPS
H1 | V4 | case12 | pLow | EPS
H1 | V4 | case12 | pHigh | EPS
H1 | V5 | case1 | pLow | EPS
H1 | V5 | case1 | pHigh | 152.7939
H1 | V5 | case2 | pLow | 192.2246
H1 | V5 | case2 | pHigh | EPS
H1 | V5 | case3 | pLow | 211.9399
H1 | V5 | case3 | pHigh | EPS
H1 | V5 | case4 | pLow | 221.7976
H1 | V5 | case4 | pHigh | EPS
H1 | V5 | case5 | pLow | 231.6552
H1 | V5 | case5 | pHigh | EPS
H1 | V5 | case6 | pLow | 221.5833
H1 | V5 | case6 | pHigh | EPS
H1 | V5 | case7 | pLow | 211.5113
H1 | V5 | case7 | pHigh | EPS
H1 | V5 | case8 | pLow | 191.3674
H1 | V5 | case8 | pHigh | EPS
H1 | V5 | case9 | pLow | 161.1515
H1 | V5 | case9 | pHigh | EPS
H1 | V5 | case10 | pLow | 110.7916
H1 | V5 | case10 | pHigh | EPS
H1 | V5 | case11 | pLow | 60.4318
H1 | V5 | case11 | pHigh | EPS
H1 | V5 | case12 | pLow | EPS
H1 | V5 | case12 | pHigh | EPS
H2 | V1 | case1 | pLow | EPS
H2 | V1 | case1 | pHigh | EPS
H2 | V1 | case2 | pLow | EPS
H2 | V1 | case2 | pHigh | EPS
H2 | V1 | case3 | pLow | EPS
H2 | V1 | case3 | pHigh | EPS
H2 | V1 | case4 | pLow | EPS
H2 | V1 | case4 | pHigh | EPS
H2 | V1 | case5 | pLow | EPS
H2 | V1 | case5 | pHigh | EPS
H2 | V1 | case6 | pLow | EPS
H2 | V1 | case6 | pHigh | EPS
H2 | V1 | case7 | pLow | EPS
H2 | V1 | case7 | pHigh | EPS
H2 | V1 | case8 | pLow | EPS
H2 | V1 | case8 | pHigh | EPS
H2 | V1 | case9 | pLow | 161.1515
H2 | V1 | case9 | pHigh | EPS
H2 | V1 | case10 | pLow | 110.7916
H2 | V1 | case10 | pHigh | EPS
H2 | V1 | case11 | pLow | 60.4318
H2 | V1 | case11 | pHigh | EPS
H2 | V1 | case12 | pLow | EPS
H2 | V1 | case12 | pHigh | EPS
H2 | V2 | case1 | pLow | EPS
H2 | V2 | case1 | pHigh | EPS
H2 | V2 | case2 | pLow | 192.2246
H2 | V2 | case2 | pHigh | EPS
H2 | V2 | case3 | pLow | 211.9399
H2 | V2 | case3 | pHigh | EPS
H2 | V2 | case4 | pLow | 221.7976
H2 | V2 | case4 | pHigh | EPS
H2 | V2 | case5 | pLow | 231.6552
H2 | V2 | case5 | pHigh | EPS
H2 | V2 | case6 | pLow | 221.5833
H2 | V2 | case6 | pHigh | EPS
H2 | V2 | case7 | pLow | 211.5113
H2 | V2 | case7 | pHigh | EPS
H2 | V2 | case8 | pLow | 191.3674
H2 | V2 | case8 | pHigh | EPS
H2 | V2 | case9 | pLow | 161.1515
H2 | V2 | case9 | pHigh | EPS
H2 | V2 | case10 | pLow | 110.7916
H2 | V2 | case10 | pHigh | EPS
H2 | V2 | case11 | pLow | 60.4318
H2 | V2 | case11 | pHigh | EPS
H2 | V2 | case12 | pLow | EPS
H2 | V2 | case12 | pHigh | EPS
H2 | V3 | case1 | pLow | EPS
H2 | V3 | case1 | pHigh | 152.7939
H2 | V3 | case2 | pLow | 192.2246
H2 | V3 | case2 | pHigh | EPS
H2 | V3 | case3 | pLow | 211.9399
H2 | V3 | case3 | pHigh | EPS
H2 | V3 | case4 | pLow | 221.7976
H2 | V3 | case4 | pHigh | EPS
H2 | V3 | case5 | pLow | 231.6552
H2 | V3 | case5 | pHigh | EPS
H2 | V3 | case6 | pLow | 221.5833
H2 | V3 | case6 | pHigh | EPS
H2 | V3 | case7 | pLow | 211.5113
H2 | V3 | case7 | pHigh | EPS
H2 | V3 | case8 | pLow | 191.3674
H2 | V3 | case8 | pHigh | EPS
H2 | V3 | case9 | pLow | 161.1515
H2 | V3 | case9 | pHigh | EPS
H2 | V3 | case10 | pLow | 110.7916
H2 | V3 | case10 | pHigh | EPS
H2 | V3 | case11 | pLow | 60.4318
H2 | V3 | case11 | pHigh | EPS
H2 | V3 | case12 | pLow | EPS
H2 | V3 | case12 | pHigh | EPS
H2 | V4 | case1 | pLow | EPS
H2 | V4 | case1 | pHigh | 152.7939
H2 | V4 | case2 | pLow | 192.2246
H2 | V4 | case2 | pHigh | EPS
H2 | V4 | case3 | pLow | 211.9399
H2 | V4 | case3 | pHigh | EPS
H2 | V4 | case4 | pLow | 221.7976
H2 | V4 | case4 | pHigh | EPS
H2 | V4 | case5 | pLow | 231.6552
H2 | V4 | case5 | pHigh | EPS
H2 | V4 | case6 | pLow | 221.5833
H2 | V4 | case6 | pHigh | EPS
H2 | V4 | case7 | pLow | 211.5113
H2 | V4 | case7 | pHigh | EPS
H2 | V4 | case8 | pLow | 191.3674
H2 | V4 | case8 | pHigh | EPS
H2 | V4 | case9 | pLow | 161.1515
H2 | V4 | case9 | pHigh | EPS
H2 | V4 | case10 | pLow | 110.7916
H2 | V4 | case10 | pHigh | EPS
H2 | V4 | case11 | pLow | 60.4318
H2 | V4 | case11 | pHigh | EPS
H2 | V4 | case12 | pLow | EPS
H2 | V4 | case12 | pHigh | EPS
H2 | V5 | case1 | pLow | EPS
H2 | V5 | case1 | pHigh | 152.7939
H2 | V5 | case2 | pLow | 192.2246
H2 | V5 | case2 | pHigh | EPS
H2 | V5 | case3 | pLow | 211.9399
H2 | V5 | case3 | pHigh | EPS
H2 | V5 | case4 | pLow | 221.7976
H2 | V5 | case4 | pHigh | EPS
H2 | V5 | case5 | pLow | 231.6552
H2 | V5 | case5 | pHigh | EPS
H2 | V5 | case6 | pLow | 221.5833
H2 | V5 | case6 | pHigh | EPS
H2 | V5 | case7 | pLow | 211.5113
H2 | V5 | case7 | pHigh | EPS
H2 | V5 | case8 | pLow | 191.3674
H2 | V5 | case8 | pHigh | EPS
H2 | V5 | case9 | pLow | 161.1515
H2 | V5 | case9 | pHigh | EPS
H2 | V5 | case10 | pLow | 110.7916
H2 | V5 | case10 | pHigh | EPS
H2 | V5 | case11 | pLow | 60.4318
H2 | V5 | case11 | pHigh | EPS
H2 | V5 | case12 | pLow | EPS
H2 | V5 | case12 | pHigh | EPS
H3 | V1 | case1 | pLow | EPS
H3 | V1 | case1 | pHigh | EPS
H3 | V1 | case2 | pLow | EPS
H3 | V1 | case2 | pHigh | EPS
H3 | V1 | case3 | pLow | EPS
H3 | V1 | case3 | pHigh | EPS
H3 | V1 | case4 | pLow | EPS
H3 | V1 | case4 | pHigh | EPS
H3 | V1 | case5 | pLow | EPS
H3 | V1 | case5 | pHigh | EPS
H3 | V1 | case6 | pLow | EPS
H3 | V1 | case6 | pHigh | EPS
H3 | V1 | case7 | pLow | EPS
H3 | V1 | case7 | pHigh | EPS
H3 | V1 | case8 | pLow | EPS
H3 | V1 | case8 | pHigh | EPS
H3 | V1 | case9 | pLow | 161.1515
H3 | V1 | case9 | pHigh | EPS
H3 | V1 | case10 | pLow | 110.7916
H3 | V1 | case10 | pHigh | EPS
H3 | V1 | case11 | pLow | 60.4318
H3 | V1 | case11 | pHigh | EPS
H3 | V1 | case12 | pLow | EPS
H3 | V1 | case12 | pHigh | EPS
H3 | V2 | case1 | pLow | EPS
H3 | V2 | case1 | pHigh | EPS
H3 | V2 | case2 | pLow | 192.2246
H3 | V2 | case2 | pHigh | EPS
H3 | V2 | case3 | pLow | 211.9399
H3 | V2 | case3 | pHigh | EPS
H3 | V2 | case4 | pLow | 221.7976
H3 | V2 | case4 | pHigh | EPS
H3 | V2 | case5 | pLow | 231.6552
H3 | V2 | case5 | pHigh | EPS
H3 | V2 | case6 | pLow | 221.5833
H3 | V2 | case6 | pHigh | EPS
H3 | V2 | case7 | pLow | 211.5113
H3 | V2 | case7 | pHigh | EPS
H3 | V2 | case8 | pLow | 191.3674
H3 | V2 | case8 | pHigh | EPS
H3 | V2 | case9 | pLow | 161.1515
H3 | V2 | case9 | pHigh | EPS
H3 | V2 | case10 | pLow | 110.7916
H3 | V2 | case10 | pHigh | EPS
H3 | V2 | case11 | pLow | 60.4318
H3 | V2 | case11 | pHigh | EPS
H3 | V2 | case12 | pLow | EPS
H3 | V2 | case12 | pHigh | EPS
H3 | V3 | case1 | pLow | EPS
H3 | V3 | case1 | pHigh | 152.7939
H3 | V3 | case2 | pLow | 192.2246
H3 | V3 | case2 | pHigh | EPS
H3 | V3 | case3 | pLow | 211.9399
H3 | V3 | case3 | pHigh | EPS
H3 | V3 | case4 | pLow | 221.7976
H3 | V3 | case4 | pHigh | EPS
H3 | V3 | case5 | pLow | 231.6552
H3 | V3 | case5 | pHigh | EPS
H3 | V3 | case6 | pLow | 221.5833
H3 | V3 | case6 | pHigh | EPS
H3 | V3 | case7 | pLow | 211.5113
H3 | V3 | case7 | pHigh | EPS
H3 | V3 | case8 | pLow | 191.3674
H3 | V3 | case8 | pHigh | EPS
H3 | V3 | case9 | pLow | 161.1515
H3 | V3 | case9 | pHigh | EPS
H3 | V3 | case10 | pLow | 110.7916
H3 | V3 | case10 | pHigh | EPS
H3 | V3 | case11 | pLow | 60.4318
H3 | V3 | case11 | pHigh | EPS
H3 | V3 | case12 | pLow | EPS
H3 | V3 | case12 | pHigh | EPS
H3 | V4 | case1 | pLow | EPS
H3 | V4 | case1 | pHigh | 152.7939
H3 | V4 | case2 | pLow | 192.2246
H3 | V4 | case2 | pHigh | EPS
H3 | V4 | case3 | pLow | 211.9399
H3 | V4 | case3 | pHigh | EPS
H3 | V4 | case4 | pLow | 221.7976
H3 | V4 | case4 | pHigh | EPS
H3 | V4 | case5 | pLow | 231.6552
H3 | V4 | case5 | pHigh | EPS
H3 | V4 | case6 | pLow | 221.5833
H3 | V4 | case6 | pHigh | EPS
H3 | V4 | case7 | pLow | 211.5113
H3 | V4 | case7 | pHigh | EPS
H3 | V4 | case8 | pLow | 191.3674
H3 | V4 | case8 | pHigh | EPS
H3 | V4 | case9 | pLow | 161.1515
H3 | V4 | case9 | pHigh | EPS
H3 | V4 | case10 | pLow | 110.7916
H3 | V4 | case10 | pHigh | EPS
H3 | V4 | case11 | pLow | 60.4318
H3 | V4 | case11 | pHigh | EPS
H3 | V4 | case12 | pLow | EPS
H3 | V4 | case12 | pHigh | EPS
H3 | V5 | case1 | pLow | EPS
H3 | V5 | case1 | pHigh | 152.7939
H3 | V5 | case2 | pLow | 192.2246
H3 | V5 | case2 | pHigh | EPS
H3 | V5 | case3 | pLow | 211.9399
H3 | V5 | case3 | pHigh | EPS
H3 | V5 | case4 | pLow | 221.7976
H3 | V5 | case4 | pHigh | EPS
H3 | V5 | case5 | pLow | 231.6552
H3 | V5 | case5 | pHigh | EPS
H3 | V5 | case6 | pLow | 221.5833
H3 | V5 | case6 | pHigh | EPS
H3 | V5 | case7 | pLow | 211.5113
H3 | V5 | case7 | pHigh | EPS
H3 | V5 | case8 | pLow | 191.3674
H3 | V5 | case8 | pHigh | EPS
H3 | V5 | case9 | pLow | 161.1515
H3 | V5 | case9 | pHigh | EPS
H3 | V5 | case10 | pLow | 110.7916
H3 | V5 | case10 | pHigh | EPS
H3 | V5 | case11 | pLow | 60.4318
H3 | V5 | case11 | pHigh | EPS
H3 | V5 | case12 | pLow | EPS
H3 | V5 | case12 | pHigh | EPS
H4 | V1 | case1 | pLow | EPS
H4 | V1 | case1 | pHigh | EPS
H4 | V1 | case2 | pLow | EPS
H4 | V1 | case2 | pHigh | EPS
H4 | V1 | case3 | pLow | EPS
H4 | V1 | case3 | pHigh | EPS
H4 | V1 | case4 | pLow | EPS
H4 | V1 | case4 | pHigh | EPS
H4 | V1 | case5 | pLow | EPS
H4 | V1 | case5 | pHigh | EPS
H4 | V1 | case6 | pLow | EPS
H4 | V1 | case6 | pHigh | EPS
H4 | V1 | case7 | pLow | EPS
H4 | V1 | case7 | pHigh | EPS
H4 | V1 | case8 | pLow | EPS
H4 | V1 | case8 | pHigh | EPS
H4 | V1 | case9 | pLow | 161.1515
H4 | V1 | case9 | pHigh | EPS
H4 | V1 | case10 | pLow | 110.7916
H4 | V1 | case10 | pHigh | EPS
H4 | V1 | case11 | pLow | 60.4318
H4 | V1 | case11 | pHigh | EPS
H4 | V1 | case12 | pLow | EPS
H4 | V1 | case12 | pHigh | EPS
H4 | V2 | case1 | pLow | EPS
H4 | V2 | case1 | pHigh | EPS
H4 | V2 | case2 | pLow | 192.2246
H4 | V2 | case2 | pHigh | EPS
H4 | V2 | case3 | pLow | 211.9399
H4 | V2 | case3 | pHigh | EPS
H4 | V2 | case4 | pLow | 221.7976
H4 | V2 | case4 | pHigh | EPS
H4 | V2 | case5 | pLow | 231.6552
H4 | V2 | case5 | pHigh | EPS
H4 | V2 | case6 | pLow | 221.5833
H4 | V2 | case6 | pHigh | EPS
H4 | V2 | case7 | pLow | 211.5113
H4 | V2 | case7 | pHigh | EPS
H4 | V2 | case8 | pLow | 191.3674
H4 | V2 | case8 | pHigh | EPS
H4 | V2 | case9 | pLow | 161.1515
H4 | V2 | case9 | pHigh | EPS
H4 | V2 | case10 | pLow | 110.7916
H4 | V2 | case10 | pHigh | EPS
H4 | V2 | case11 | pLow | 60.4318
H4 | V2 | case11 | pHigh | EPS
H4 | V2 | case12 | pLow | EPS
H4 | V2 | case12 | pHigh | EPS
H4 | V3 | case1 | pLow | EPS
H4 | V3 | case1 | pHigh | 152.7939
H4 | V3 | case2 | pLow | 192.2246
H4 | V3 | case2 | pHigh | EPS
H4 | V3 | case3 | pLow | 211.9399
H4 | V3 | case3 | pHigh | EPS
H4 | V3 | case4 | pLow | 221.7976
H4 | V3 | case4 | pHigh | EPS
H4 | V3 | case5 | pLow | 231.6552
H4 | V3 | case5 | pHigh | EPS
H4 | V3 | case6 | pLow | 221.5833
H4 | V3 | case6 | pHigh | EPS
H4 | V3 | case7 | pLow | 211.5113
H4 | V3 | case7 | pHigh | EPS
H4 | V3 | case8 | pLow | 191.3674
H4 | V3 | case8 | pHigh | EPS
H4 | V3 | case9 | pLow | 161.1515
H4 | V3 | case9 | pHigh | EPS
H4 | V3 | case10 | pLow | 110.7916
H4 | V3 | case10 | pHigh | EPS
H4 | V3 | case11 | pLow | 60.4318
H4 | V3 | case11 | pHigh | EPS
H4 | V3 | case12 | pLow | EPS
H4 | V3 | case12 | pHigh | EPS
H4 | V4 | case1 | pLow | EPS
H4 | V4 | case1 | pHigh | 152.7939
H4 | V4 | case2 | pLow | 192.2246
H4 | V4 | case2 | pHigh | EPS
H4 | V4 | case3 | pLow | 211.9399
H4 | V4 | case3 | pHigh | EPS
H4 | V4 | case4 | pLow | 221.7976
H4 | V4 | case4 | pHigh | EPS
H4 | V4 | case5 | pLow | 231.6552
H4 | V4 | case5 | pHigh | EPS
H4 | V4 | case6 | pLow | 221.5833
H4 | V4 | case6 | pHigh | EPS
H4 | V4 | case7 | pLow | 211.5113
H4 | V4 | case7 | pHigh | EPS
H4 | V4 | case8 | pLow | 191.3674
H4 | V4 | case8 | pHigh | EPS
H4 | V4 | case9 | pLow | 161.1515
H4 | V4 | case9 | pHigh | EPS
H4 | V4 | case10 | pLow | 110.7916
H4 | V4 | case10 | pHigh | EPS
H4 | V4 | case11 | pLow | 60.4318
H4 | V4 | case11 | pHigh | EPS
H4 | V4 | case12 | pLow | EPS
H4 | V4 | case12 | pHigh | EPS
H4 | V5 | case1 | pLow | EPS
H4 | V5 | case1 | pHigh | 152.7939
H4 | V5 | case2 | pLow | 192.2246
H4 | V5 | case2 | pHigh | EPS
H4 | V5 | case3 | pLow | 211.9399
H4 | V5 | case3 | pHigh | EPS
H4 | V5 | case4 | pLow | 221.7976
H4 | V5 | case4 | pHigh | EPS
H4 | V5 | case5 | pLow | 231.6552
H4 | V5 | case5 | pHigh | EPS
H4 | V5 | case6 | pLow | 221.5833
H4 | V5 | case6 | pHigh | EPS
H4 | V5 | case7 | pLow | 211.5113
H4 | V5 | case7 | pHigh | EPS
H4 | V5 | case8 | pLow | 191.3674
H4 | V5 | case8 | pHigh | EPS
H4 | V5 | case9 | pLow | 161.1515
H4 | V5 | case9 | pHigh | EPS
H4 | V5 | case10 | pLow | 110.7916
H4 | V5 | case10 | pHigh | EPS
H4 | V5 | case11 | pLow | 60.4318
H4 | V5 | case11 | pHigh | EPS
H4 | V5 | case12 | pLow | EPS
H4 | V5 | case12 | pHigh | EPS

## ModelResults
TOC
ModelResults | (parameter) | Store solution status of the scenarios i.e. whether the solution found is optimal or not?
Wkn | tot_vol | case | modpar | Value
H1 | V1 | case1 | ModStat | 1
H1 | V1 | case1 | SolStat | 1
H1 | V1 | case2 | ModStat | 1
H1 | V1 | case2 | SolStat | 1
H1 | V1 | case3 | ModStat | 1
H1 | V1 | case3 | SolStat | 1
H1 | V1 | case4 | ModStat | 1
H1 | V1 | case4 | SolStat | 1
H1 | V1 | case5 | ModStat | 1
H1 | V1 | case5 | SolStat | 1
H1 | V1 | case6 | ModStat | 1
H1 | V1 | case6 | SolStat | 1
H1 | V1 | case7 | ModStat | 1
H1 | V1 | case7 | SolStat | 1
H1 | V1 | case8 | ModStat | 1
H1 | V1 | case8 | SolStat | 1
H1 | V1 | case9 | ModStat | 1
H1 | V1 | case9 | SolStat | 1
H1 | V1 | case10 | ModStat | 1
H1 | V1 | case10 | SolStat | 1
H1 | V1 | case11 | ModStat | 1
H1 | V1 | case11 | SolStat | 1
H1 | V1 | case12 | ModStat | 1
H1 | V1 | case12 | SolStat | 1
H1 | V2 | case1 | ModStat | 1
H1 | V2 | case1 | SolStat | 1
H1 | V2 | case2 | ModStat | 1
H1 | V2 | case2 | SolStat | 1
H1 | V2 | case3 | ModStat | 1
H1 | V2 | case3 | SolStat | 1
H1 | V2 | case4 | ModStat | 1
H1 | V2 | case4 | SolStat | 1
H1 | V2 | case5 | ModStat | 1
H1 | V2 | case5 | SolStat | 1
H1 | V2 | case6 | ModStat | 1
H1 | V2 | case6 | SolStat | 1
H1 | V2 | case7 | ModStat | 1
H1 | V2 | case7 | SolStat | 1
H1 | V2 | case8 | ModStat | 1
H1 | V2 | case8 | SolStat | 1
H1 | V2 | case9 | ModStat | 1
H1 | V2 | case9 | SolStat | 1
H1 | V2 | case10 | ModStat | 1
H1 | V2 | case10 | SolStat | 1
H1 | V2 | case11 | ModStat | 1
H1 | V2 | case11 | SolStat | 1
H1 | V2 | case12 | ModStat | 1
H1 | V2 | case12 | SolStat | 1
H1 | V3 | case1 | ModStat | 1
H1 | V3 | case1 | SolStat | 1
H1 | V3 | case2 | ModStat | 1
H1 | V3 | case2 | SolStat | 1
H1 | V3 | case3 | ModStat | 1
H1 | V3 | case3 | SolStat | 1
H1 | V3 | case4 | ModStat | 1
H1 | V3 | case4 | SolStat | 1
H1 | V3 | case5 | ModStat | 1
H1 | V3 | case5 | SolStat | 1
H1 | V3 | case6 | ModStat | 1
H1 | V3 | case6 | SolStat | 1
H1 | V3 | case7 | ModStat | 1
H1 | V3 | case7 | SolStat | 1
H1 | V3 | case8 | ModStat | 1
H1 | V3 | case8 | SolStat | 1
H1 | V3 | case9 | ModStat | 1
H1 | V3 | case9 | SolStat | 1
H1 | V3 | case10 | ModStat | 1
H1 | V3 | case10 | SolStat | 1
H1 | V3 | case11 | ModStat | 1
H1 | V3 | case11 | SolStat | 1
H1 | V3 | case12 | ModStat | 1
H1 | V3 | case12 | SolStat | 1
H1 | V4 | case1 | ModStat | 1
H1 | V4 | case1 | SolStat | 1
H1 | V4 | case2 | ModStat | 1
H1 | V4 | case2 | SolStat | 1
H1 | V4 | case3 | ModStat | 1
H1 | V4 | case3 | SolStat | 1
H1 | V4 | case4 | ModStat | 1
H1 | V4 | case4 | SolStat | 1
H1 | V4 | case5 | ModStat | 1
H1 | V4 | case5 | SolStat | 1
H1 | V4 | case6 | ModStat | 1
H1 | V4 | case6 | SolStat | 1
H1 | V4 | case7 | ModStat | 1
H1 | V4 | case7 | SolStat | 1
H1 | V4 | case8 | ModStat | 1
H1 | V4 | case8 | SolStat | 1
H1 | V4 | case9 | ModStat | 1
H1 | V4 | case9 | SolStat | 1
H1 | V4 | case10 | ModStat | 1
H1 | V4 | case10 | SolStat | 1
H1 | V4 | case11 | ModStat | 1
H1 | V4 | case11 | SolStat | 1
H1 | V4 | case12 | ModStat | 1
H1 | V4 | case12 | SolStat | 1
H1 | V5 | case1 | ModStat | 1
H1 | V5 | case1 | SolStat | 1
H1 | V5 | case2 | ModStat | 1
H1 | V5 | case2 | SolStat | 1
H1 | V5 | case3 | ModStat | 1
H1 | V5 | case3 | SolStat | 1
H1 | V5 | case4 | ModStat | 1
H1 | V5 | case4 | SolStat | 1
H1 | V5 | case5 | ModStat | 1
H1 | V5 | case5 | SolStat | 1
H1 | V5 | case6 | ModStat | 1
H1 | V5 | case6 | SolStat | 1
H1 | V5 | case7 | ModStat | 1
H1 | V5 | case7 | SolStat | 1
H1 | V5 | case8 | ModStat | 1
H1 | V5 | case8 | SolStat | 1
H1 | V5 | case9 | ModStat | 1
H1 | V5 | case9 | SolStat | 1
H1 | V5 | case10 | ModStat | 1
H1 | V5 | case10 | SolStat | 1
H1 | V5 | case11 | ModStat | 1
H1 | V5 | case11 | SolStat | 1
H1 | V5 | case12 | ModStat | 1
H1 | V5 | case12 | SolStat | 1
H2 | V1 | case1 | ModStat | 1
H2 | V1 | case1 | SolStat | 1
H2 | V1 | case2 | ModStat | 1
H2 | V1 | case2 | SolStat | 1
H2 | V1 | case3 | ModStat | 1
H2 | V1 | case3 | SolStat | 1
H2 | V1 | case4 | ModStat | 1
H2 | V1 | case4 | SolStat | 1
H2 | V1 | case5 | ModStat | 1
H2 | V1 | case5 | SolStat | 1
H2 | V1 | case6 | ModStat | 1
H2 | V1 | case6 | SolStat | 1
H2 | V1 | case7 | ModStat | 1
H2 | V1 | case7 | SolStat | 1
H2 | V1 | case8 | ModStat | 1
H2 | V1 | case8 | SolStat | 1
H2 | V1 | case9 | ModStat | 1
H2 | V1 | case9 | SolStat | 1
H2 | V1 | case10 | ModStat | 1
H2 | V1 | case10 | SolStat | 1
H2 | V1 | case11 | ModStat | 1
H2 | V1 | case11 | SolStat | 1
H2 | V1 | case12 | ModStat | 1
H2 | V1 | case12 | SolStat | 1
H2 | V2 | case1 | ModStat | 1
H2 | V2 | case1 | SolStat | 1
H2 | V2 | case2 | ModStat | 1
H2 | V2 | case2 | SolStat | 1
H2 | V2 | case3 | ModStat | 1
H2 | V2 | case3 | SolStat | 1
H2 | V2 | case4 | ModStat | 1
H2 | V2 | case4 | SolStat | 1
H2 | V2 | case5 | ModStat | 1
H2 | V2 | case5 | SolStat | 1
H2 | V2 | case6 | ModStat | 1
H2 | V2 | case6 | SolStat | 1
H2 | V2 | case7 | ModStat | 1
H2 | V2 | case7 | SolStat | 1
H2 | V2 | case8 | ModStat | 1
H2 | V2 | case8 | SolStat | 1
H2 | V2 | case9 | ModStat | 1
H2 | V2 | case9 | SolStat | 1
H2 | V2 | case10 | ModStat | 1
H2 | V2 | case10 | SolStat | 1
H2 | V2 | case11 | ModStat | 1
H2 | V2 | case11 | SolStat | 1
H2 | V2 | case12 | ModStat | 1
H2 | V2 | case12 | SolStat | 1
H2 | V3 | case1 | ModStat | 1
H2 | V3 | case1 | SolStat | 1
H2 | V3 | case2 | ModStat | 1
H2 | V3 | case2 | SolStat | 1
H2 | V3 | case3 | ModStat | 1
H2 | V3 | case3 | SolStat | 1
H2 | V3 | case4 | ModStat | 1
H2 | V3 | case4 | SolStat | 1
H2 | V3 | case5 | ModStat | 1
H2 | V3 | case5 | SolStat | 1
H2 | V3 | case6 | ModStat | 1
H2 | V3 | case6 | SolStat | 1
H2 | V3 | case7 | ModStat | 1
H2 | V3 | case7 | SolStat | 1
H2 | V3 | case8 | ModStat | 1
H2 | V3 | case8 | SolStat | 1
H2 | V3 | case9 | ModStat | 1
H2 | V3 | case9 | SolStat | 1
H2 | V3 | case10 | ModStat | 1
H2 | V3 | case10 | SolStat | 1
H2 | V3 | case11 | ModStat | 1
H2 | V3 | case11 | SolStat | 1
H2 | V3 | case12 | ModStat | 1
H2 | V3 | case12 | SolStat | 1
H2 | V4 | case1 | ModStat | 1
H2 | V4 | case1 | SolStat | 1
H2 | V4 | case2 | ModStat | 1
H2 | V4 | case2 | SolStat | 1
H2 | V4 | case3 | ModStat | 1
H2 | V4 | case3 | SolStat | 1
H2 | V4 | case4 | ModStat | 1
H2 | V4 | case4 | SolStat | 1
H2 | V4 | case5 | ModStat | 1
H2 | V4 | case5 | SolStat | 1
H2 | V4 | case6 | ModStat | 1
H2 | V4 | case6 | SolStat | 1
H2 | V4 | case7 | ModStat | 1
H2 | V4 | case7 | SolStat | 1
H2 | V4 | case8 | ModStat | 1
H2 | V4 | case8 | SolStat | 1
H2 | V4 | case9 | ModStat | 1
H2 | V4 | case9 | SolStat | 1
H2 | V4 | case10 | ModStat | 1
H2 | V4 | case10 | SolStat | 1
H2 | V4 | case11 | ModStat | 1
H2 | V4 | case11 | SolStat | 1
H2 | V4 | case12 | ModStat | 1
H2 | V4 | case12 | SolStat | 1
H2 | V5 | case1 | ModStat | 1
H2 | V5 | case1 | SolStat | 1
H2 | V5 | case2 | ModStat | 1
H2 | V5 | case2 | SolStat | 1
H2 | V5 | case3 | ModStat | 1
H2 | V5 | case3 | SolStat | 1
H2 | V5 | case4 | ModStat | 1
H2 | V5 | case4 | SolStat | 1
H2 | V5 | case5 | ModStat | 1
H2 | V5 | case5 | SolStat | 1
H2 | V5 | case6 | ModStat | 1
H2 | V5 | case6 | SolStat | 1
H2 | V5 | case7 | ModStat | 1
H2 | V5 | case7 | SolStat | 1
H2 | V5 | case8 | ModStat | 1
H2 | V5 | case8 | SolStat | 1
H2 | V5 | case9 | ModStat | 1
H2 | V5 | case9 | SolStat | 1
H2 | V5 | case10 | ModStat | 1
H2 | V5 | case10 | SolStat | 1
H2 | V5 | case11 | ModStat | 1
H2 | V5 | case11 | SolStat | 1
H2 | V5 | case12 | ModStat | 1
H2 | V5 | case12 | SolStat | 1
H3 | V1 | case1 | ModStat | 1
H3 | V1 | case1 | SolStat | 1
H3 | V1 | case2 | ModStat | 1
H3 | V1 | case2 | SolStat | 1
H3 | V1 | case3 | ModStat | 1
H3 | V1 | case3 | SolStat | 1
H3 | V1 | case4 | ModStat | 1
H3 | V1 | case4 | SolStat | 1
H3 | V1 | case5 | ModStat | 1
H3 | V1 | case5 | SolStat | 1
H3 | V1 | case6 | ModStat | 1
H3 | V1 | case6 | SolStat | 1
H3 | V1 | case7 | ModStat | 1
H3 | V1 | case7 | SolStat | 1
H3 | V1 | case8 | ModStat | 1
H3 | V1 | case8 | SolStat | 1
H3 | V1 | case9 | ModStat | 1
H3 | V1 | case9 | SolStat | 1
H3 | V1 | case10 | ModStat | 1
H3 | V1 | case10 | SolStat | 1
H3 | V1 | case11 | ModStat | 1
H3 | V1 | case11 | SolStat | 1
H3 | V1 | case12 | ModStat | 1
H3 | V1 | case12 | SolStat | 1
H3 | V2 | case1 | ModStat | 1
H3 | V2 | case1 | SolStat | 1
H3 | V2 | case2 | ModStat | 1
H3 | V2 | case2 | SolStat | 1
H3 | V2 | case3 | ModStat | 1
H3 | V2 | case3 | SolStat | 1
H3 | V2 | case4 | ModStat | 1
H3 | V2 | case4 | SolStat | 1
H3 | V2 | case5 | ModStat | 1
H3 | V2 | case5 | SolStat | 1
H3 | V2 | case6 | ModStat | 1
H3 | V2 | case6 | SolStat | 1
H3 | V2 | case7 | ModStat | 1
H3 | V2 | case7 | SolStat | 1
H3 | V2 | case8 | ModStat | 1
H3 | V2 | case8 | SolStat | 1
H3 | V2 | case9 | ModStat | 1
H3 | V2 | case9 | SolStat | 1
H3 | V2 | case10 | ModStat | 1
H3 | V2 | case10 | SolStat | 1
H3 | V2 | case11 | ModStat | 1
H3 | V2 | case11 | SolStat | 1
H3 | V2 | case12 | ModStat | 1
H3 | V2 | case12 | SolStat | 1
H3 | V3 | case1 | ModStat | 1
H3 | V3 | case1 | SolStat | 1
H3 | V3 | case2 | ModStat | 1
H3 | V3 | case2 | SolStat | 1
H3 | V3 | case3 | ModStat | 1
H3 | V3 | case3 | SolStat | 1
H3 | V3 | case4 | ModStat | 1
H3 | V3 | case4 | SolStat | 1
H3 | V3 | case5 | ModStat | 1
H3 | V3 | case5 | SolStat | 1
H3 | V3 | case6 | ModStat | 1
H3 | V3 | case6 | SolStat | 1
H3 | V3 | case7 | ModStat | 1
H3 | V3 | case7 | SolStat | 1
H3 | V3 | case8 | ModStat | 1
H3 | V3 | case8 | SolStat | 1
H3 | V3 | case9 | ModStat | 1
H3 | V3 | case9 | SolStat | 1
H3 | V3 | case10 | ModStat | 1
H3 | V3 | case10 | SolStat | 1
H3 | V3 | case11 | ModStat | 1
H3 | V3 | case11 | SolStat | 1
H3 | V3 | case12 | ModStat | 1
H3 | V3 | case12 | SolStat | 1
H3 | V4 | case1 | ModStat | 1
H3 | V4 | case1 | SolStat | 1
H3 | V4 | case2 | ModStat | 1
H3 | V4 | case2 | SolStat | 1
H3 | V4 | case3 | ModStat | 1
H3 | V4 | case3 | SolStat | 1
H3 | V4 | case4 | ModStat | 1
H3 | V4 | case4 | SolStat | 1
H3 | V4 | case5 | ModStat | 1
H3 | V4 | case5 | SolStat | 1
H3 | V4 | case6 | ModStat | 1
H3 | V4 | case6 | SolStat | 1
H3 | V4 | case7 | ModStat | 1
H3 | V4 | case7 | SolStat | 1
H3 | V4 | case8 | ModStat | 1
H3 | V4 | case8 | SolStat | 1
H3 | V4 | case9 | ModStat | 1
H3 | V4 | case9 | SolStat | 1
H3 | V4 | case10 | ModStat | 1
H3 | V4 | case10 | SolStat | 1
H3 | V4 | case11 | ModStat | 1
H3 | V4 | case11 | SolStat | 1
H3 | V4 | case12 | ModStat | 1
H3 | V4 | case12 | SolStat | 1
H3 | V5 | case1 | ModStat | 1
H3 | V5 | case1 | SolStat | 1
H3 | V5 | case2 | ModStat | 1
H3 | V5 | case2 | SolStat | 1
H3 | V5 | case3 | ModStat | 1
H3 | V5 | case3 | SolStat | 1
H3 | V5 | case4 | ModStat | 1
H3 | V5 | case4 | SolStat | 1
H3 | V5 | case5 | ModStat | 1
H3 | V5 | case5 | SolStat | 1
H3 | V5 | case6 | ModStat | 1
H3 | V5 | case6 | SolStat | 1
H3 | V5 | case7 | ModStat | 1
H3 | V5 | case7 | SolStat | 1
H3 | V5 | case8 | ModStat | 1
H3 | V5 | case8 | SolStat | 1
H3 | V5 | case9 | ModStat | 1
H3 | V5 | case9 | SolStat | 1
H3 | V5 | case10 | ModStat | 1
H3 | V5 | case10 | SolStat | 1
H3 | V5 | case11 | ModStat | 1
H3 | V5 | case11 | SolStat | 1
H3 | V5 | case12 | ModStat | 1
H3 | V5 | case12 | SolStat | 1
H4 | V1 | case1 | ModStat | 1
H4 | V1 | case1 | SolStat | 1
H4 | V1 | case2 | ModStat | 1
H4 | V1 | case2 | SolStat | 1
H4 | V1 | case3 | ModStat | 1
H4 | V1 | case3 | SolStat | 1
H4 | V1 | case4 | ModStat | 1
H4 | V1 | case4 | SolStat | 1
H4 | V1 | case5 | ModStat | 1
H4 | V1 | case5 | SolStat | 1
H4 | V1 | case6 | ModStat | 1
H4 | V1 | case6 | SolStat | 1
H4 | V1 | case7 | ModStat | 1
H4 | V1 | case7 | SolStat | 1
H4 | V1 | case8 | ModStat | 1
H4 | V1 | case8 | SolStat | 1
H4 | V1 | case9 | ModStat | 1
H4 | V1 | case9 | SolStat | 1
H4 | V1 | case10 | ModStat | 1
H4 | V1 | case10 | SolStat | 1
H4 | V1 | case11 | ModStat | 1
H4 | V1 | case11 | SolStat | 1
H4 | V1 | case12 | ModStat | 1
H4 | V1 | case12 | SolStat | 1
H4 | V2 | case1 | ModStat | 1
H4 | V2 | case1 | SolStat | 1
H4 | V2 | case2 | ModStat | 1
H4 | V2 | case2 | SolStat | 1
H4 | V2 | case3 | ModStat | 1
H4 | V2 | case3 | SolStat | 1
H4 | V2 | case4 | ModStat | 1
H4 | V2 | case4 | SolStat | 1
H4 | V2 | case5 | ModStat | 1
H4 | V2 | case5 | SolStat | 1
H4 | V2 | case6 | ModStat | 1
H4 | V2 | case6 | SolStat | 1
H4 | V2 | case7 | ModStat | 1
H4 | V2 | case7 | SolStat | 1
H4 | V2 | case8 | ModStat | 1
H4 | V2 | case8 | SolStat | 1
H4 | V2 | case9 | ModStat | 1
H4 | V2 | case9 | SolStat | 1
H4 | V2 | case10 | ModStat | 1
H4 | V2 | case10 | SolStat | 1
H4 | V2 | case11 | ModStat | 1
H4 | V2 | case11 | SolStat | 1
H4 | V2 | case12 | ModStat | 1
H4 | V2 | case12 | SolStat | 1
H4 | V3 | case1 | ModStat | 1
H4 | V3 | case1 | SolStat | 1
H4 | V3 | case2 | ModStat | 1
H4 | V3 | case2 | SolStat | 1
H4 | V3 | case3 | ModStat | 1
H4 | V3 | case3 | SolStat | 1
H4 | V3 | case4 | ModStat | 1
H4 | V3 | case4 | SolStat | 1
H4 | V3 | case5 | ModStat | 1
H4 | V3 | case5 | SolStat | 1
H4 | V3 | case6 | ModStat | 1
H4 | V3 | case6 | SolStat | 1
H4 | V3 | case7 | ModStat | 1
H4 | V3 | case7 | SolStat | 1
H4 | V3 | case8 | ModStat | 1
H4 | V3 | case8 | SolStat | 1
H4 | V3 | case9 | ModStat | 1
H4 | V3 | case9 | SolStat | 1
H4 | V3 | case10 | ModStat | 1
H4 | V3 | case10 | SolStat | 1
H4 | V3 | case11 | ModStat | 1
H4 | V3 | case11 | SolStat | 1
H4 | V3 | case12 | ModStat | 1
H4 | V3 | case12 | SolStat | 1
H4 | V4 | case1 | ModStat | 1
H4 | V4 | case1 | SolStat | 1
H4 | V4 | case2 | ModStat | 1
H4 | V4 | case2 | SolStat | 1
H4 | V4 | case3 | ModStat | 1
H4 | V4 | case3 | SolStat | 1
H4 | V4 | case4 | ModStat | 1
H4 | V4 | case4 | SolStat | 1
H4 | V4 | case5 | ModStat | 1
H4 | V4 | case5 | SolStat | 1
H4 | V4 | case6 | ModStat | 1
H4 | V4 | case6 | SolStat | 1
H4 | V4 | case7 | ModStat | 1
H4 | V4 | case7 | SolStat | 1
H4 | V4 | case8 | ModStat | 1
H4 | V4 | case8 | SolStat | 1
H4 | V4 | case9 | ModStat | 1
H4 | V4 | case9 | SolStat | 1
H4 | V4 | case10 | ModStat | 1
H4 | V4 | case10 | SolStat | 1
H4 | V4 | case11 | ModStat | 1
H4 | V4 | case11 | SolStat | 1
H4 | V4 | case12 | ModStat | 1
H4 | V4 | case12 | SolStat | 1
H4 | V5 | case1 | ModStat | 1
H4 | V5 | case1 | SolStat | 1
H4 | V5 | case2 | ModStat | 1
H4 | V5 | case2 | SolStat | 1
H4 | V5 | case3 | ModStat | 1
H4 | V5 | case3 | SolStat | 1
H4 | V5 | case4 | ModStat | 1
H4 | V5 | case4 | SolStat | 1
H4 | V5 | case5 | ModStat | 1
H4 | V5 | case5 | SolStat | 1
H4 | V5 | case6 | ModStat | 1
H4 | V5 | case6 | SolStat | 1
H4 | V5 | case7 | ModStat | 1
H4 | V5 | case7 | SolStat | 1
H4 | V5 | case8 | ModStat | 1
H4 | V5 | case8 | SolStat | 1
H4 | V5 | case9 | ModStat | 1
H4 | V5 | case9 | SolStat | 1
H4 | V5 | case10 | ModStat | 1
H4 | V5 | case10 | SolStat | 1
H4 | V5 | case11 | ModStat | 1
H4 | V5 | case11 | SolStat | 1
H4 | V5 | case12 | ModStat | 1
H4 | V5 | case12 | SolStat | 1

## modpar
TOC
modpar | (set) | Saving model status for each of the scenario solution
dim1
ModStat | Model Status
SolStat | Solve Status

## Num_steady
TOC
Num_steady | (parameter) | Number of steady low flow days
case | Value
case2 | 4
case3 | 6
case4 | 7
case5 | 8
case6 | 9
case7 | 10
case8 | 12
case9 | 15
case10 | 20
case11 | 25
case12 | 31

## p
TOC
p | (set) | time period during a day
dim1
pLow | Low flow period
pHigh | High flow period

## RStore_steady
TOC
RStore_steady | (parameter) | Store Release values during steady flow days over different cases(cfs)
Wkn | tot_vol | case | p | Value
H1 | V1 | case1 | pLow | EPS
H1 | V1 | case1 | pHigh | EPS
H1 | V1 | case2 | pLow | 8000
H1 | V1 | case2 | pHigh | 8000
H1 | V1 | case3 | pLow | 8000
H1 | V1 | case3 | pHigh | 8000
H1 | V1 | case4 | pLow | 8000
H1 | V1 | case4 | pHigh | 8000
H1 | V1 | case5 | pLow | 8000
H1 | V1 | case5 | pHigh | 8000
H1 | V1 | case6 | pLow | 8000
H1 | V1 | case6 | pHigh | 8000
H1 | V1 | case7 | pLow | 8000
H1 | V1 | case7 | pHigh | 8000
H1 | V1 | case8 | pLow | 8066.848
H1 | V1 | case8 | pHigh | 8066.848
H1 | V1 | case9 | pLow | 8582.9771
H1 | V1 | case9 | pHigh | 8582.9771
H1 | V1 | case10 | pLow | 9443.1921
H1 | V1 | case10 | pHigh | 9443.1921
H1 | V1 | case11 | pLow | 10303.4072
H1 | V1 | case11 | pHigh | 10303.4072
H1 | V1 | case12 | pLow | 11335.6652
H1 | V1 | case12 | pHigh | 11335.6652
H1 | V2 | case1 | pLow | EPS
H1 | V2 | case1 | pHigh | EPS
H1 | V2 | case2 | pLow | 8309.8847
H1 | V2 | case2 | pHigh | 8309.8847
H1 | V2 | case3 | pLow | 8653.9707
H1 | V2 | case3 | pHigh | 8653.9707
H1 | V2 | case4 | pLow | 8826.0137
H1 | V2 | case4 | pHigh | 8826.0137
H1 | V2 | case5 | pLow | 8998.0567
H1 | V2 | case5 | pHigh | 8998.0567
H1 | V2 | case6 | pLow | 9170.0998
H1 | V2 | case6 | pHigh | 9170.0998
H1 | V2 | case7 | pLow | 9342.1428
H1 | V2 | case7 | pHigh | 9342.1428
H1 | V2 | case8 | pLow | 9686.2288
H1 | V2 | case8 | pHigh | 9686.2288
H1 | V2 | case9 | pLow | 10202.3578
H1 | V2 | case9 | pHigh | 10202.3578
H1 | V2 | case10 | pLow | 11062.5729
H1 | V2 | case10 | pHigh | 11062.5729
H1 | V2 | case11 | pLow | 11922.7879
H1 | V2 | case11 | pHigh | 11922.7879
H1 | V2 | case12 | pLow | 12955.046
H1 | V2 | case12 | pHigh | 12955.046
H1 | V3 | case1 | pLow | EPS
H1 | V3 | case1 | pHigh | EPS
H1 | V3 | case2 | pLow | 9929.2654
H1 | V3 | case2 | pHigh | 9929.2654
H1 | V3 | case3 | pLow | 10273.3515
H1 | V3 | case3 | pHigh | 10273.3515
H1 | V3 | case4 | pLow | 10445.3945
H1 | V3 | case4 | pHigh | 10445.3945
H1 | V3 | case5 | pLow | 10617.4375
H1 | V3 | case5 | pHigh | 10617.4375
H1 | V3 | case6 | pLow | 10789.4805
H1 | V3 | case6 | pHigh | 10789.4805
H1 | V3 | case7 | pLow | 10961.5235
H1 | V3 | case7 | pHigh | 10961.5235
H1 | V3 | case8 | pLow | 11305.6095
H1 | V3 | case8 | pHigh | 11305.6095
H1 | V3 | case9 | pLow | 11821.7386
H1 | V3 | case9 | pHigh | 11821.7386
H1 | V3 | case10 | pLow | 12681.9536
H1 | V3 | case10 | pHigh | 12681.9536
H1 | V3 | case11 | pLow | 13542.1687
H1 | V3 | case11 | pHigh | 13542.1687
H1 | V3 | case12 | pLow | 14574.4267
H1 | V3 | case12 | pHigh | 14574.4267
H1 | V4 | case1 | pLow | EPS
H1 | V4 | case1 | pHigh | EPS
H1 | V4 | case2 | pLow | 11548.6462
H1 | V4 | case2 | pHigh | 11548.6462
H1 | V4 | case3 | pLow | 11892.7322
H1 | V4 | case3 | pHigh | 11892.7322
H1 | V4 | case4 | pLow | 12064.7752
H1 | V4 | case4 | pHigh | 12064.7752
H1 | V4 | case5 | pLow | 12236.8182
H1 | V4 | case5 | pHigh | 12236.8182
H1 | V4 | case6 | pLow | 12408.8613
H1 | V4 | case6 | pHigh | 12408.8613
H1 | V4 | case7 | pLow | 12580.9043
H1 | V4 | case7 | pHigh | 12580.9043
H1 | V4 | case8 | pLow | 12924.9903
H1 | V4 | case8 | pHigh | 12924.9903
H1 | V4 | case9 | pLow | 13441.1193
H1 | V4 | case9 | pHigh | 13441.1193
H1 | V4 | case10 | pLow | 14301.3344
H1 | V4 | case10 | pHigh | 14301.3344
H1 | V4 | case11 | pLow | 15161.5494
H1 | V4 | case11 | pHigh | 15161.5494
H1 | V4 | case12 | pLow | 16193.8075
H1 | V4 | case12 | pHigh | 16193.8075
H1 | V5 | case1 | pLow | EPS
H1 | V5 | case1 | pHigh | EPS
H1 | V5 | case2 | pLow | 13168.0269
H1 | V5 | case2 | pHigh | 13168.0269
H1 | V5 | case3 | pLow | 13512.113
H1 | V5 | case3 | pHigh | 13512.113
H1 | V5 | case4 | pLow | 13684.156
H1 | V5 | case4 | pHigh | 13684.156
H1 | V5 | case5 | pLow | 13856.199
H1 | V5 | case5 | pHigh | 13856.199
H1 | V5 | case6 | pLow | 14028.242
H1 | V5 | case6 | pHigh | 14028.242
H1 | V5 | case7 | pLow | 14200.285
H1 | V5 | case7 | pHigh | 14200.285
H1 | V5 | case8 | pLow | 14544.371
H1 | V5 | case8 | pHigh | 14544.371
H1 | V5 | case9 | pLow | 15060.5001
H1 | V5 | case9 | pHigh | 15060.5001
H1 | V5 | case10 | pLow | 15920.7151
H1 | V5 | case10 | pHigh | 15920.7151
H1 | V5 | case11 | pLow | 16780.9302
H1 | V5 | case11 | pHigh | 16780.9302
H1 | V5 | case12 | pLow | 17813.1882
H1 | V5 | case12 | pHigh | 17813.1882
H2 | V1 | case1 | pLow | EPS
H2 | V1 | case1 | pHigh | EPS
H2 | V1 | case2 | pLow | 8500
H2 | V1 | case2 | pHigh | 8500
H2 | V1 | case3 | pLow | 8500
H2 | V1 | case3 | pHigh | 8500
H2 | V1 | case4 | pLow | 8500
H2 | V1 | case4 | pHigh | 8500
H2 | V1 | case5 | pLow | 8500
H2 | V1 | case5 | pHigh | 8500
H2 | V1 | case6 | pLow | 8500
H2 | V1 | case6 | pHigh | 8500
H2 | V1 | case7 | pLow | 8500
H2 | V1 | case7 | pHigh | 8500
H2 | V1 | case8 | pLow | 8500
H2 | V1 | case8 | pHigh | 8500
H2 | V1 | case9 | pLow | 8841.0416
H2 | V1 | case9 | pHigh | 8841.0416
H2 | V1 | case10 | pLow | 9620.6115
H2 | V1 | case10 | pHigh | 9620.6115
H2 | V1 | case11 | pLow | 10400.1814
H2 | V1 | case11 | pHigh | 10400.1814
H2 | V1 | case12 | pLow | 11335.6652
H2 | V1 | case12 | pHigh | 11335.6652
H2 | V2 | case1 | pLow | EPS
H2 | V2 | case1 | pHigh | EPS
H2 | V2 | case2 | pLow | 8745.3686
H2 | V2 | case2 | pHigh | 8745.3686
H2 | V2 | case3 | pLow | 9057.1965
H2 | V2 | case3 | pHigh | 9057.1965
H2 | V2 | case4 | pLow | 9213.1105
H2 | V2 | case4 | pHigh | 9213.1105
H2 | V2 | case5 | pLow | 9369.0245
H2 | V2 | case5 | pHigh | 9369.0245
H2 | V2 | case6 | pLow | 9524.9385
H2 | V2 | case6 | pHigh | 9524.9385
H2 | V2 | case7 | pLow | 9680.8524
H2 | V2 | case7 | pHigh | 9680.8524
H2 | V2 | case8 | pLow | 9992.6804
H2 | V2 | case8 | pHigh | 9992.6804
H2 | V2 | case9 | pLow | 10460.4223
H2 | V2 | case9 | pHigh | 10460.4223
H2 | V2 | case10 | pLow | 11239.9922
H2 | V2 | case10 | pHigh | 11239.9922
H2 | V2 | case11 | pLow | 12019.5621
H2 | V2 | case11 | pHigh | 12019.5621
H2 | V2 | case12 | pLow | 12955.046
H2 | V2 | case12 | pHigh | 12955.046
H2 | V3 | case1 | pLow | EPS
H2 | V3 | case1 | pHigh | EPS
H2 | V3 | case2 | pLow | 10364.7493
H2 | V3 | case2 | pHigh | 10364.7493
H2 | V3 | case3 | pLow | 10676.5773
H2 | V3 | case3 | pHigh | 10676.5773
H2 | V3 | case4 | pLow | 10832.4913
H2 | V3 | case4 | pHigh | 10832.4913
H2 | V3 | case5 | pLow | 10988.4052
H2 | V3 | case5 | pHigh | 10988.4052
H2 | V3 | case6 | pLow | 11144.3192
H2 | V3 | case6 | pHigh | 11144.3192
H2 | V3 | case7 | pLow | 11300.2332
H2 | V3 | case7 | pHigh | 11300.2332
H2 | V3 | case8 | pLow | 11612.0611
H2 | V3 | case8 | pHigh | 11612.0611
H2 | V3 | case9 | pLow | 12079.8031
H2 | V3 | case9 | pHigh | 12079.8031
H2 | V3 | case10 | pLow | 12859.373
H2 | V3 | case10 | pHigh | 12859.373
H2 | V3 | case11 | pLow | 13638.9429
H2 | V3 | case11 | pHigh | 13638.9429
H2 | V3 | case12 | pLow | 14574.4267
H2 | V3 | case12 | pHigh | 14574.4267
H2 | V4 | case1 | pLow | EPS
H2 | V4 | case1 | pHigh | EPS
H2 | V4 | case2 | pLow | 11984.1301
H2 | V4 | case2 | pHigh | 11984.1301
H2 | V4 | case3 | pLow | 12295.958
H2 | V4 | case3 | pHigh | 12295.958
H2 | V4 | case4 | pLow | 12451.872
H2 | V4 | case4 | pHigh | 12451.872
H2 | V4 | case5 | pLow | 12607.786
H2 | V4 | case5 | pHigh | 12607.786
H2 | V4 | case6 | pLow | 12763.7
H2 | V4 | case6 | pHigh | 12763.7
H2 | V4 | case7 | pLow | 12919.6139
H2 | V4 | case7 | pHigh | 12919.6139
H2 | V4 | case8 | pLow | 13231.4419
H2 | V4 | case8 | pHigh | 13231.4419
H2 | V4 | case9 | pLow | 13699.1838
H2 | V4 | case9 | pHigh | 13699.1838
H2 | V4 | case10 | pLow | 14478.7537
H2 | V4 | case10 | pHigh | 14478.7537
H2 | V4 | case11 | pLow | 15258.3236
H2 | V4 | case11 | pHigh | 15258.3236
H2 | V4 | case12 | pLow | 16193.8075
H2 | V4 | case12 | pHigh | 16193.8075
H2 | V5 | case1 | pLow | EPS
H2 | V5 | case1 | pHigh | EPS
H2 | V5 | case2 | pLow | 13603.5108
H2 | V5 | case2 | pHigh | 13603.5108
H2 | V5 | case3 | pLow | 13915.3388
H2 | V5 | case3 | pHigh | 13915.3388
H2 | V5 | case4 | pLow | 14071.2528
H2 | V5 | case4 | pHigh | 14071.2528
H2 | V5 | case5 | pLow | 14227.1667
H2 | V5 | case5 | pHigh | 14227.1667
H2 | V5 | case6 | pLow | 14383.0807
H2 | V5 | case6 | pHigh | 14383.0807
H2 | V5 | case7 | pLow | 14538.9947
H2 | V5 | case7 | pHigh | 14538.9947
H2 | V5 | case8 | pLow | 14850.8226
H2 | V5 | case8 | pHigh | 14850.8226
H2 | V5 | case9 | pLow | 15318.5646
H2 | V5 | case9 | pHigh | 15318.5646
H2 | V5 | case10 | pLow | 16098.1345
H2 | V5 | case10 | pHigh | 16098.1345
H2 | V5 | case11 | pLow | 16877.7044
H2 | V5 | case11 | pHigh | 16877.7044
H2 | V5 | case12 | pLow | 17813.1882
H2 | V5 | case12 | pHigh | 17813.1882
H3 | V1 | case1 | pLow | EPS
H3 | V1 | case1 | pHigh | EPS
H3 | V1 | case2 | pLow | 8750
H3 | V1 | case2 | pHigh | 8750
H3 | V1 | case3 | pLow | 8750
H3 | V1 | case3 | pHigh | 8750
H3 | V1 | case4 | pLow | 8750
H3 | V1 | case4 | pHigh | 8750
H3 | V1 | case5 | pLow | 8750
H3 | V1 | case5 | pHigh | 8750
H3 | V1 | case6 | pLow | 8750
H3 | V1 | case6 | pHigh | 8750
H3 | V1 | case7 | pLow | 8750
H3 | V1 | case7 | pHigh | 8750
H3 | V1 | case8 | pLow | 8750
H3 | V1 | case8 | pHigh | 8750
H3 | V1 | case9 | pLow | 8970.0738
H3 | V1 | case9 | pHigh | 8970.0738
H3 | V1 | case10 | pLow | 9709.3212
H3 | V1 | case10 | pHigh | 9709.3212
H3 | V1 | case11 | pLow | 10448.5685
H3 | V1 | case11 | pHigh | 10448.5685
H3 | V1 | case12 | pLow | 11335.6652
H3 | V1 | case12 | pHigh | 11335.6652
H3 | V2 | case1 | pLow | EPS
H3 | V2 | case1 | pHigh | EPS
H3 | V2 | case2 | pLow | 8963.1105
H3 | V2 | case2 | pHigh | 8963.1105
H3 | V2 | case3 | pLow | 9258.8094
H3 | V2 | case3 | pHigh | 9258.8094
H3 | V2 | case4 | pLow | 9406.6589
H3 | V2 | case4 | pHigh | 9406.6589
H3 | V2 | case5 | pLow | 9554.5084
H3 | V2 | case5 | pHigh | 9554.5084
H3 | V2 | case6 | pLow | 9702.3578
H3 | V2 | case6 | pHigh | 9702.3578
H3 | V2 | case7 | pLow | 9850.2073
H3 | V2 | case7 | pHigh | 9850.2073
H3 | V2 | case8 | pLow | 10145.9062
H3 | V2 | case8 | pHigh | 10145.9062
H3 | V2 | case9 | pLow | 10589.4546
H3 | V2 | case9 | pHigh | 10589.4546
H3 | V2 | case10 | pLow | 11328.7019
H3 | V2 | case10 | pHigh | 11328.7019
H3 | V2 | case11 | pLow | 12067.9492
H3 | V2 | case11 | pHigh | 12067.9492
H3 | V2 | case12 | pLow | 12955.046
H3 | V2 | case12 | pHigh | 12955.046
H3 | V3 | case1 | pLow | EPS
H3 | V3 | case1 | pHigh | EPS
H3 | V3 | case2 | pLow | 10582.4913
H3 | V3 | case2 | pHigh | 10582.4913
H3 | V3 | case3 | pLow | 10878.1902
H3 | V3 | case3 | pHigh | 10878.1902
H3 | V3 | case4 | pLow | 11026.0396
H3 | V3 | case4 | pHigh | 11026.0396
H3 | V3 | case5 | pLow | 11173.8891
H3 | V3 | case5 | pHigh | 11173.8891
H3 | V3 | case6 | pLow | 11321.7386
H3 | V3 | case6 | pHigh | 11321.7386
H3 | V3 | case7 | pLow | 11469.588
H3 | V3 | case7 | pHigh | 11469.588
H3 | V3 | case8 | pLow | 11765.287
H3 | V3 | case8 | pHigh | 11765.287
H3 | V3 | case9 | pLow | 12208.8353
H3 | V3 | case9 | pHigh | 12208.8353
H3 | V3 | case10 | pLow | 12948.0827
H3 | V3 | case10 | pHigh | 12948.0827
H3 | V3 | case11 | pLow | 13687.33
H3 | V3 | case11 | pHigh | 13687.33
H3 | V3 | case12 | pLow | 14574.4267
H3 | V3 | case12 | pHigh | 14574.4267
H3 | V4 | case1 | pLow | EPS
H3 | V4 | case1 | pHigh | EPS
H3 | V4 | case2 | pLow | 12201.872
H3 | V4 | case2 | pHigh | 12201.872
H3 | V4 | case3 | pLow | 12497.5709
H3 | V4 | case3 | pHigh | 12497.5709
H3 | V4 | case4 | pLow | 12645.4204
H3 | V4 | case4 | pHigh | 12645.4204
H3 | V4 | case5 | pLow | 12793.2699
H3 | V4 | case5 | pHigh | 12793.2699
H3 | V4 | case6 | pLow | 12941.1193
H3 | V4 | case6 | pHigh | 12941.1193
H3 | V4 | case7 | pLow | 13088.9688
H3 | V4 | case7 | pHigh | 13088.9688
H3 | V4 | case8 | pLow | 13384.6677
H3 | V4 | case8 | pHigh | 13384.6677
H3 | V4 | case9 | pLow | 13828.2161
H3 | V4 | case9 | pHigh | 13828.2161
H3 | V4 | case10 | pLow | 14567.4634
H3 | V4 | case10 | pHigh | 14567.4634
H3 | V4 | case11 | pLow | 15306.7107
H3 | V4 | case11 | pHigh | 15306.7107
H3 | V4 | case12 | pLow | 16193.8075
H3 | V4 | case12 | pHigh | 16193.8075
H3 | V5 | case1 | pLow | EPS
H3 | V5 | case1 | pHigh | EPS
H3 | V5 | case2 | pLow | 13821.2528
H3 | V5 | case2 | pHigh | 13821.2528
H3 | V5 | case3 | pLow | 14116.9517
H3 | V5 | case3 | pHigh | 14116.9517
H3 | V5 | case4 | pLow | 14264.8011
H3 | V5 | case4 | pHigh | 14264.8011
H3 | V5 | case5 | pLow | 14412.6506
H3 | V5 | case5 | pHigh | 14412.6506
H3 | V5 | case6 | pLow | 14560.5001
H3 | V5 | case6 | pHigh | 14560.5001
H3 | V5 | case7 | pLow | 14708.3495
H3 | V5 | case7 | pHigh | 14708.3495
H3 | V5 | case8 | pLow | 15004.0485
H3 | V5 | case8 | pHigh | 15004.0485
H3 | V5 | case9 | pLow | 15447.5968
H3 | V5 | case9 | pHigh | 15447.5968
H3 | V5 | case10 | pLow | 16186.8442
H3 | V5 | case10 | pHigh | 16186.8442
H3 | V5 | case11 | pLow | 16926.0915
H3 | V5 | case11 | pHigh | 16926.0915
H3 | V5 | case12 | pLow | 17813.1882
H3 | V5 | case12 | pHigh | 17813.1882
H4 | V1 | case1 | pLow | EPS
H4 | V1 | case1 | pHigh | EPS
H4 | V1 | case2 | pLow | 9000
H4 | V1 | case2 | pHigh | 9000
H4 | V1 | case3 | pLow | 9000
H4 | V1 | case3 | pHigh | 9000
H4 | V1 | case4 | pLow | 9000
H4 | V1 | case4 | pHigh | 9000
H4 | V1 | case5 | pLow | 9000
H4 | V1 | case5 | pHigh | 9000
H4 | V1 | case6 | pLow | 9000
H4 | V1 | case6 | pHigh | 9000
H4 | V1 | case7 | pLow | 9000
H4 | V1 | case7 | pHigh | 9000
H4 | V1 | case8 | pLow | 9000
H4 | V1 | case8 | pHigh | 9000
H4 | V1 | case9 | pLow | 9099.1061
H4 | V1 | case9 | pHigh | 9099.1061
H4 | V1 | case10 | pLow | 9798.0308
H4 | V1 | case10 | pHigh | 9798.0308
H4 | V1 | case11 | pLow | 10496.9556
H4 | V1 | case11 | pHigh | 10496.9556
H4 | V1 | case12 | pLow | 11335.6652
H4 | V1 | case12 | pHigh | 11335.6652
H4 | V2 | case1 | pLow | EPS
H4 | V2 | case1 | pHigh | EPS
H4 | V2 | case2 | pLow | 9180.8524
H4 | V2 | case2 | pHigh | 9180.8524
H4 | V2 | case3 | pLow | 9460.4223
H4 | V2 | case3 | pHigh | 9460.4223
H4 | V2 | case4 | pLow | 9600.2073
H4 | V2 | case4 | pHigh | 9600.2073
H4 | V2 | case5 | pLow | 9739.9922
H4 | V2 | case5 | pHigh | 9739.9922
H4 | V2 | case6 | pLow | 9879.7772
H4 | V2 | case6 | pHigh | 9879.7772
H4 | V2 | case7 | pLow | 10019.5621
H4 | V2 | case7 | pHigh | 10019.5621
H4 | V2 | case8 | pLow | 10299.132
H4 | V2 | case8 | pHigh | 10299.132
H4 | V2 | case9 | pLow | 10718.4869
H4 | V2 | case9 | pHigh | 10718.4869
H4 | V2 | case10 | pLow | 11417.4116
H4 | V2 | case10 | pHigh | 11417.4116
H4 | V2 | case11 | pLow | 12116.3363
H4 | V2 | case11 | pHigh | 12116.3363
H4 | V2 | case12 | pLow | 12955.046
H4 | V2 | case12 | pHigh | 12955.046
H4 | V3 | case1 | pLow | EPS
H4 | V3 | case1 | pHigh | EPS
H4 | V3 | case2 | pLow | 10800.2332
H4 | V3 | case2 | pHigh | 10800.2332
H4 | V3 | case3 | pLow | 11079.8031
H4 | V3 | case3 | pHigh | 11079.8031
H4 | V3 | case4 | pLow | 11219.588
H4 | V3 | case4 | pHigh | 11219.588
H4 | V3 | case5 | pLow | 11359.373
H4 | V3 | case5 | pHigh | 11359.373
H4 | V3 | case6 | pLow | 11499.1579
H4 | V3 | case6 | pHigh | 11499.1579
H4 | V3 | case7 | pLow | 11638.9429
H4 | V3 | case7 | pHigh | 11638.9429
H4 | V3 | case8 | pLow | 11918.5128
H4 | V3 | case8 | pHigh | 11918.5128
H4 | V3 | case9 | pLow | 12337.8676
H4 | V3 | case9 | pHigh | 12337.8676
H4 | V3 | case10 | pLow | 13036.7923
H4 | V3 | case10 | pHigh | 13036.7923
H4 | V3 | case11 | pLow | 13735.7171
H4 | V3 | case11 | pHigh | 13735.7171
H4 | V3 | case12 | pLow | 14574.4267
H4 | V3 | case12 | pHigh | 14574.4267
H4 | V4 | case1 | pLow | EPS
H4 | V4 | case1 | pHigh | EPS
H4 | V4 | case2 | pLow | 12419.6139
H4 | V4 | case2 | pHigh | 12419.6139
H4 | V4 | case3 | pLow | 12699.1838
H4 | V4 | case3 | pHigh | 12699.1838
H4 | V4 | case4 | pLow | 12838.9688
H4 | V4 | case4 | pHigh | 12838.9688
H4 | V4 | case5 | pLow | 12978.7537
H4 | V4 | case5 | pHigh | 12978.7537
H4 | V4 | case6 | pLow | 13118.5387
H4 | V4 | case6 | pHigh | 13118.5387
H4 | V4 | case7 | pLow | 13258.3236
H4 | V4 | case7 | pHigh | 13258.3236
H4 | V4 | case8 | pLow | 13537.8935
H4 | V4 | case8 | pHigh | 13537.8935
H4 | V4 | case9 | pLow | 13957.2483
H4 | V4 | case9 | pHigh | 13957.2483
H4 | V4 | case10 | pLow | 14656.1731
H4 | V4 | case10 | pHigh | 14656.1731
H4 | V4 | case11 | pLow | 15355.0978
H4 | V4 | case11 | pHigh | 15355.0978
H4 | V4 | case12 | pLow | 16193.8075
H4 | V4 | case12 | pHigh | 16193.8075
H4 | V5 | case1 | pLow | EPS
H4 | V5 | case1 | pHigh | EPS
H4 | V5 | case2 | pLow | 14038.9947
H4 | V5 | case2 | pHigh | 14038.9947
H4 | V5 | case3 | pLow | 14318.5646
H4 | V5 | case3 | pHigh | 14318.5646
H4 | V5 | case4 | pLow | 14458.3495
H4 | V5 | case4 | pHigh | 14458.3495
H4 | V5 | case5 | pLow | 14598.1345
H4 | V5 | case5 | pHigh | 14598.1345
H4 | V5 | case6 | pLow | 14737.9194
H4 | V5 | case6 | pHigh | 14737.9194
H4 | V5 | case7 | pLow | 14877.7044
H4 | V5 | case7 | pHigh | 14877.7044
H4 | V5 | case8 | pLow | 15157.2743
H4 | V5 | case8 | pHigh | 15157.2743
H4 | V5 | case9 | pLow | 15576.6291
H4 | V5 | case9 | pHigh | 15576.6291
H4 | V5 | case10 | pLow | 16275.5538
H4 | V5 | case10 | pHigh | 16275.5538
H4 | V5 | case11 | pLow | 16974.4786
H4 | V5 | case11 | pHigh | 16974.4786
H4 | V5 | case12 | pLow | 17813.1882
H4 | V5 | case12 | pHigh | 17813.1882

## RStore_unsteady
TOC
RStore_unsteady | (parameter) | Store Release values during unsteady flow days over different cases(cfs)
Wkn | tot_vol | case | p | Value
H1 | V1 | case1 | pLow | 8000
H1 | V1 | case1 | pHigh | 13003.4979
H1 | V1 | case2 | pLow | 8000
H1 | V1 | case2 | pHigh | 13744.7568
H1 | V1 | case3 | pLow | 8000
H1 | V1 | case3 | pHigh | 14204.3373
H1 | V1 | case4 | pLow | 8000
H1 | V1 | case4 | pHigh | 14462.8514
H1 | V1 | case5 | pLow | 8000
H1 | V1 | case5 | pHigh | 14743.8449
H1 | V1 | case6 | pLow | 8000
H1 | V1 | case6 | pHigh | 15050.3834
H1 | V1 | case7 | pLow | 8000
H1 | V1 | case7 | pHigh | 15386.1159
H1 | V1 | case8 | pLow | 8066.848
H1 | V1 | case8 | pHigh | 16066.848
H1 | V1 | case9 | pLow | 8582.9771
H1 | V1 | case9 | pHigh | 16582.9771
H1 | V1 | case10 | pLow | 9443.1921
H1 | V1 | case10 | pHigh | 17443.1921
H1 | V1 | case11 | pLow | 10303.4072
H1 | V1 | case11 | pHigh | 18303.4072
H1 | V1 | case12 | pLow | EPS
H1 | V1 | case12 | pHigh | EPS
H1 | V2 | case1 | pLow | 8000
H1 | V2 | case1 | pHigh | 15432.569
H1 | V2 | case2 | pLow | 8309.8847
H1 | V2 | case2 | pHigh | 16309.8847
H1 | V2 | case3 | pLow | 8653.9707
H1 | V2 | case3 | pHigh | 16653.9707
H1 | V2 | case4 | pLow | 8826.0137
H1 | V2 | case4 | pHigh | 16826.0137
H1 | V2 | case5 | pLow | 8998.0567
H1 | V2 | case5 | pHigh | 16998.0567
H1 | V2 | case6 | pLow | 9170.0998
H1 | V2 | case6 | pHigh | 17170.0998
H1 | V2 | case7 | pLow | 9342.1428
H1 | V2 | case7 | pHigh | 17342.1428
H1 | V2 | case8 | pLow | 9686.2288
H1 | V2 | case8 | pHigh | 17686.2288
H1 | V2 | case9 | pLow | 10202.3578
H1 | V2 | case9 | pHigh | 18202.3578
H1 | V2 | case10 | pLow | 11062.5729
H1 | V2 | case10 | pHigh | 19062.5729
H1 | V2 | case11 | pLow | 11922.7879
H1 | V2 | case11 | pHigh | 19922.7879
H1 | V2 | case12 | pLow | EPS
H1 | V2 | case12 | pHigh | EPS
H1 | V3 | case1 | pLow | 9241.0934
H1 | V3 | case1 | pHigh | 17241.0934
H1 | V3 | case2 | pLow | 9929.2654
H1 | V3 | case2 | pHigh | 17929.2654
H1 | V3 | case3 | pLow | 10273.3515
H1 | V3 | case3 | pHigh | 18273.3515
H1 | V3 | case4 | pLow | 10445.3945
H1 | V3 | case4 | pHigh | 18445.3945
H1 | V3 | case5 | pLow | 10617.4375
H1 | V3 | case5 | pHigh | 18617.4375
H1 | V3 | case6 | pLow | 10789.4805
H1 | V3 | case6 | pHigh | 18789.4805
H1 | V3 | case7 | pLow | 10961.5235
H1 | V3 | case7 | pHigh | 18961.5235
H1 | V3 | case8 | pLow | 11305.6095
H1 | V3 | case8 | pHigh | 19305.6095
H1 | V3 | case9 | pLow | 11821.7386
H1 | V3 | case9 | pHigh | 19821.7386
H1 | V3 | case10 | pLow | 12681.9536
H1 | V3 | case10 | pHigh | 20681.9536
H1 | V3 | case11 | pLow | 13542.1687
H1 | V3 | case11 | pHigh | 21542.1687
H1 | V3 | case12 | pLow | EPS
H1 | V3 | case12 | pHigh | EPS
H1 | V4 | case1 | pLow | 10860.4742
H1 | V4 | case1 | pHigh | 18860.4742
H1 | V4 | case2 | pLow | 11548.6462
H1 | V4 | case2 | pHigh | 19548.6462
H1 | V4 | case3 | pLow | 11892.7322
H1 | V4 | case3 | pHigh | 19892.7322
H1 | V4 | case4 | pLow | 12064.7752
H1 | V4 | case4 | pHigh | 20064.7752
H1 | V4 | case5 | pLow | 12236.8182
H1 | V4 | case5 | pHigh | 20236.8182
H1 | V4 | case6 | pLow | 12408.8613
H1 | V4 | case6 | pHigh | 20408.8613
H1 | V4 | case7 | pLow | 12580.9043
H1 | V4 | case7 | pHigh | 20580.9043
H1 | V4 | case8 | pLow | 12924.9903
H1 | V4 | case8 | pHigh | 20924.9903
H1 | V4 | case9 | pLow | 13441.1193
H1 | V4 | case9 | pHigh | 21441.1193
H1 | V4 | case10 | pLow | 14301.3344
H1 | V4 | case10 | pHigh | 22301.3344
H1 | V4 | case11 | pLow | 15161.5494
H1 | V4 | case11 | pHigh | 23161.5494
H1 | V4 | case12 | pLow | EPS
H1 | V4 | case12 | pHigh | EPS
H1 | V5 | case1 | pLow | 12479.8549
H1 | V5 | case1 | pHigh | 20479.8549
H1 | V5 | case2 | pLow | 13168.0269
H1 | V5 | case2 | pHigh | 21168.0269
H1 | V5 | case3 | pLow | 13512.113
H1 | V5 | case3 | pHigh | 21512.113
H1 | V5 | case4 | pLow | 13684.156
H1 | V5 | case4 | pHigh | 21684.156
H1 | V5 | case5 | pLow | 13856.199
H1 | V5 | case5 | pHigh | 21856.199
H1 | V5 | case6 | pLow | 14028.242
H1 | V5 | case6 | pHigh | 22028.242
H1 | V5 | case7 | pLow | 14200.285
H1 | V5 | case7 | pHigh | 22200.285
H1 | V5 | case8 | pLow | 14544.371
H1 | V5 | case8 | pHigh | 22544.371
H1 | V5 | case9 | pLow | 15060.5001
H1 | V5 | case9 | pHigh | 23060.5001
H1 | V5 | case10 | pLow | 15920.7151
H1 | V5 | case10 | pHigh | 23920.7151
H1 | V5 | case11 | pLow | 16780.9302
H1 | V5 | case11 | pHigh | 24780.9302
H1 | V5 | case12 | pLow | EPS
H1 | V5 | case12 | pHigh | EPS
H2 | V1 | case1 | pLow | 8000
H2 | V1 | case1 | pHigh | 13003.4979
H2 | V1 | case2 | pLow | 8000
H2 | V1 | case2 | pHigh | 13633.6457
H2 | V1 | case3 | pLow | 8000
H2 | V1 | case3 | pHigh | 14024.3373
H2 | V1 | case4 | pLow | 8000
H2 | V1 | case4 | pHigh | 14244.1014
H2 | V1 | case5 | pLow | 8000
H2 | V1 | case5 | pHigh | 14482.9754
H2 | V1 | case6 | pLow | 8000
H2 | V1 | case6 | pHigh | 14743.5652
H2 | V1 | case7 | pLow | 8000
H2 | V1 | case7 | pHigh | 15028.973
H2 | V1 | case8 | pLow | 8000
H2 | V1 | case8 | pHigh | 15689.9176
H2 | V1 | case9 | pLow | 8341.0416
H2 | V1 | case9 | pHigh | 16341.0416
H2 | V1 | case10 | pLow | 9120.6115
H2 | V1 | case10 | pHigh | 17120.6115
H2 | V1 | case11 | pLow | 9900.1814
H2 | V1 | case11 | pHigh | 17900.1814
H2 | V1 | case12 | pLow | EPS
H2 | V1 | case12 | pHigh | EPS
H2 | V2 | case1 | pLow | 8000
H2 | V2 | case1 | pHigh | 15432.569
H2 | V2 | case2 | pLow | 8245.3686
H2 | V2 | case2 | pHigh | 16245.3686
H2 | V2 | case3 | pLow | 8557.1965
H2 | V2 | case3 | pHigh | 16557.1965
H2 | V2 | case4 | pLow | 8713.1105
H2 | V2 | case4 | pHigh | 16713.1105
H2 | V2 | case5 | pLow | 8869.0245
H2 | V2 | case5 | pHigh | 16869.0245
H2 | V2 | case6 | pLow | 9024.9385
H2 | V2 | case6 | pHigh | 17024.9385
H2 | V2 | case7 | pLow | 9180.8524
H2 | V2 | case7 | pHigh | 17180.8524
H2 | V2 | case8 | pLow | 9492.6804
H2 | V2 | case8 | pHigh | 17492.6804
H2 | V2 | case9 | pLow | 9960.4223
H2 | V2 | case9 | pHigh | 17960.4223
H2 | V2 | case10 | pLow | 10739.9922
H2 | V2 | case10 | pHigh | 18739.9922
H2 | V2 | case11 | pLow | 11519.5621
H2 | V2 | case11 | pHigh | 19519.5621
H2 | V2 | case12 | pLow | EPS
H2 | V2 | case12 | pHigh | EPS
H2 | V3 | case1 | pLow | 9241.0934
H2 | V3 | case1 | pHigh | 17241.0934
H2 | V3 | case2 | pLow | 9864.7493
H2 | V3 | case2 | pHigh | 17864.7493
H2 | V3 | case3 | pLow | 10176.5773
H2 | V3 | case3 | pHigh | 18176.5773
H2 | V3 | case4 | pLow | 10332.4913
H2 | V3 | case4 | pHigh | 18332.4913
H2 | V3 | case5 | pLow | 10488.4052
H2 | V3 | case5 | pHigh | 18488.4052
H2 | V3 | case6 | pLow | 10644.3192
H2 | V3 | case6 | pHigh | 18644.3192
H2 | V3 | case7 | pLow | 10800.2332
H2 | V3 | case7 | pHigh | 18800.2332
H2 | V3 | case8 | pLow | 11112.0611
H2 | V3 | case8 | pHigh | 19112.0611
H2 | V3 | case9 | pLow | 11579.8031
H2 | V3 | case9 | pHigh | 19579.8031
H2 | V3 | case10 | pLow | 12359.373
H2 | V3 | case10 | pHigh | 20359.373
H2 | V3 | case11 | pLow | 13138.9429
H2 | V3 | case11 | pHigh | 21138.9429
H2 | V3 | case12 | pLow | EPS
H2 | V3 | case12 | pHigh | EPS
H2 | V4 | case1 | pLow | 10860.4742
H2 | V4 | case1 | pHigh | 18860.4742
H2 | V4 | case2 | pLow | 11484.1301
H2 | V4 | case2 | pHigh | 19484.1301
H2 | V4 | case3 | pLow | 11795.958
H2 | V4 | case3 | pHigh | 19795.958
H2 | V4 | case4 | pLow | 11951.872
H2 | V4 | case4 | pHigh | 19951.872
H2 | V4 | case5 | pLow | 12107.786
H2 | V4 | case5 | pHigh | 20107.786
H2 | V4 | case6 | pLow | 12263.7
H2 | V4 | case6 | pHigh | 20263.7
H2 | V4 | case7 | pLow | 12419.6139
H2 | V4 | case7 | pHigh | 20419.6139
H2 | V4 | case8 | pLow | 12731.4419
H2 | V4 | case8 | pHigh | 20731.4419
H2 | V4 | case9 | pLow | 13199.1838
H2 | V4 | case9 | pHigh | 21199.1838
H2 | V4 | case10 | pLow | 13978.7537
H2 | V4 | case10 | pHigh | 21978.7537
H2 | V4 | case11 | pLow | 14758.3236
H2 | V4 | case11 | pHigh | 22758.3236
H2 | V4 | case12 | pLow | EPS
H2 | V4 | case12 | pHigh | EPS
H2 | V5 | case1 | pLow | 12479.8549
H2 | V5 | case1 | pHigh | 20479.8549
H2 | V5 | case2 | pLow | 13103.5108
H2 | V5 | case2 | pHigh | 21103.5108
H2 | V5 | case3 | pLow | 13415.3388
H2 | V5 | case3 | pHigh | 21415.3388
H2 | V5 | case4 | pLow | 13571.2528
H2 | V5 | case4 | pHigh | 21571.2528
H2 | V5 | case5 | pLow | 13727.1667
H2 | V5 | case5 | pHigh | 21727.1667
H2 | V5 | case6 | pLow | 13883.0807
H2 | V5 | case6 | pHigh | 21883.0807
H2 | V5 | case7 | pLow | 14038.9947
H2 | V5 | case7 | pHigh | 22038.9947
H2 | V5 | case8 | pLow | 14350.8226
H2 | V5 | case8 | pHigh | 22350.8226
H2 | V5 | case9 | pLow | 14818.5646
H2 | V5 | case9 | pHigh | 22818.5646
H2 | V5 | case10 | pLow | 15598.1345
H2 | V5 | case10 | pHigh | 23598.1345
H2 | V5 | case11 | pLow | 16377.7044
H2 | V5 | case11 | pHigh | 24377.7044
H2 | V5 | case12 | pLow | EPS
H2 | V5 | case12 | pHigh | EPS
H3 | V1 | case1 | pLow | 8000
H3 | V1 | case1 | pHigh | 13003.4979
H3 | V1 | case2 | pLow | 8000
H3 | V1 | case2 | pHigh | 13578.0901
H3 | V1 | case3 | pLow | 8000
H3 | V1 | case3 | pHigh | 13934.3373
H3 | V1 | case4 | pLow | 8000
H3 | V1 | case4 | pHigh | 14134.7264
H3 | V1 | case5 | pLow | 8000
H3 | V1 | case5 | pHigh | 14352.5406
H3 | V1 | case6 | pLow | 8000
H3 | V1 | case6 | pHigh | 14590.1561
H3 | V1 | case7 | pLow | 8000
H3 | V1 | case7 | pHigh | 14850.4016
H3 | V1 | case8 | pLow | 8000
H3 | V1 | case8 | pHigh | 15453.0755
H3 | V1 | case9 | pLow | 8220.0738
H3 | V1 | case9 | pHigh | 16220.0738
H3 | V1 | case10 | pLow | 8959.3212
H3 | V1 | case10 | pHigh | 16959.3212
H3 | V1 | case11 | pLow | 9698.5685
H3 | V1 | case11 | pHigh | 17698.5685
H3 | V1 | case12 | pLow | EPS
H3 | V1 | case12 | pHigh | EPS
H3 | V2 | case1 | pLow | 8000
H3 | V2 | case1 | pHigh | 15432.569
H3 | V2 | case2 | pLow | 8213.1105
H3 | V2 | case2 | pHigh | 16213.1105
H3 | V2 | case3 | pLow | 8508.8094
H3 | V2 | case3 | pHigh | 16508.8094
H3 | V2 | case4 | pLow | 8656.6589
H3 | V2 | case4 | pHigh | 16656.6589
H3 | V2 | case5 | pLow | 8804.5084
H3 | V2 | case5 | pHigh | 16804.5084
H3 | V2 | case6 | pLow | 8952.3578
H3 | V2 | case6 | pHigh | 16952.3578
H3 | V2 | case7 | pLow | 9100.2073
H3 | V2 | case7 | pHigh | 17100.2073
H3 | V2 | case8 | pLow | 9395.9062
H3 | V2 | case8 | pHigh | 17395.9062
H3 | V2 | case9 | pLow | 9839.4546
H3 | V2 | case9 | pHigh | 17839.4546
H3 | V2 | case10 | pLow | 10578.7019
H3 | V2 | case10 | pHigh | 18578.7019
H3 | V2 | case11 | pLow | 11317.9492
H3 | V2 | case11 | pHigh | 19317.9492
H3 | V2 | case12 | pLow | EPS
H3 | V2 | case12 | pHigh | EPS
H3 | V3 | case1 | pLow | 9241.0934
H3 | V3 | case1 | pHigh | 17241.0934
H3 | V3 | case2 | pLow | 9832.4913
H3 | V3 | case2 | pHigh | 17832.4913
H3 | V3 | case3 | pLow | 10128.1902
H3 | V3 | case3 | pHigh | 18128.1902
H3 | V3 | case4 | pLow | 10276.0396
H3 | V3 | case4 | pHigh | 18276.0396
H3 | V3 | case5 | pLow | 10423.8891
H3 | V3 | case5 | pHigh | 18423.8891
H3 | V3 | case6 | pLow | 10571.7386
H3 | V3 | case6 | pHigh | 18571.7386
H3 | V3 | case7 | pLow | 10719.588
H3 | V3 | case7 | pHigh | 18719.588
H3 | V3 | case8 | pLow | 11015.287
H3 | V3 | case8 | pHigh | 19015.287
H3 | V3 | case9 | pLow | 11458.8353
H3 | V3 | case9 | pHigh | 19458.8353
H3 | V3 | case10 | pLow | 12198.0827
H3 | V3 | case10 | pHigh | 20198.0827
H3 | V3 | case11 | pLow | 12937.33
H3 | V3 | case11 | pHigh | 20937.33
H3 | V3 | case12 | pLow | EPS
H3 | V3 | case12 | pHigh | EPS
H3 | V4 | case1 | pLow | 10860.4742
H3 | V4 | case1 | pHigh | 18860.4742
H3 | V4 | case2 | pLow | 11451.872
H3 | V4 | case2 | pHigh | 19451.872
H3 | V4 | case3 | pLow | 11747.5709
H3 | V4 | case3 | pHigh | 19747.5709
H3 | V4 | case4 | pLow | 11895.4204
H3 | V4 | case4 | pHigh | 19895.4204
H3 | V4 | case5 | pLow | 12043.2699
H3 | V4 | case5 | pHigh | 20043.2699
H3 | V4 | case6 | pLow | 12191.1193
H3 | V4 | case6 | pHigh | 20191.1193
H3 | V4 | case7 | pLow | 12338.9688
H3 | V4 | case7 | pHigh | 20338.9688
H3 | V4 | case8 | pLow | 12634.6677
H3 | V4 | case8 | pHigh | 20634.6677
H3 | V4 | case9 | pLow | 13078.2161
H3 | V4 | case9 | pHigh | 21078.2161
H3 | V4 | case10 | pLow | 13817.4634
H3 | V4 | case10 | pHigh | 21817.4634
H3 | V4 | case11 | pLow | 14556.7107
H3 | V4 | case11 | pHigh | 22556.7107
H3 | V4 | case12 | pLow | EPS
H3 | V4 | case12 | pHigh | EPS
H3 | V5 | case1 | pLow | 12479.8549
H3 | V5 | case1 | pHigh | 20479.8549
H3 | V5 | case2 | pLow | 13071.2528
H3 | V5 | case2 | pHigh | 21071.2528
H3 | V5 | case3 | pLow | 13366.9517
H3 | V5 | case3 | pHigh | 21366.9517
H3 | V5 | case4 | pLow | 13514.8011
H3 | V5 | case4 | pHigh | 21514.8011
H3 | V5 | case5 | pLow | 13662.6506
H3 | V5 | case5 | pHigh | 21662.6506
H3 | V5 | case6 | pLow | 13810.5001
H3 | V5 | case6 | pHigh | 21810.5001
H3 | V5 | case7 | pLow | 13958.3495
H3 | V5 | case7 | pHigh | 21958.3495
H3 | V5 | case8 | pLow | 14254.0485
H3 | V5 | case8 | pHigh | 22254.0485
H3 | V5 | case9 | pLow | 14697.5968
H3 | V5 | case9 | pHigh | 22697.5968
H3 | V5 | case10 | pLow | 15436.8442
H3 | V5 | case10 | pHigh | 23436.8442
H3 | V5 | case11 | pLow | 16176.0915
H3 | V5 | case11 | pHigh | 24176.0915
H3 | V5 | case12 | pLow | EPS
H3 | V5 | case12 | pHigh | EPS
H4 | V1 | case1 | pLow | 8000
H4 | V1 | case1 | pHigh | 13003.4979
H4 | V1 | case2 | pLow | 8000
H4 | V1 | case2 | pHigh | 13522.5346
H4 | V1 | case3 | pLow | 8000
H4 | V1 | case3 | pHigh | 13844.3373
H4 | V1 | case4 | pLow | 8000
H4 | V1 | case4 | pHigh | 14025.3514
H4 | V1 | case5 | pLow | 8000
H4 | V1 | case5 | pHigh | 14222.1058
H4 | V1 | case6 | pLow | 8000
H4 | V1 | case6 | pHigh | 14436.747
H4 | V1 | case7 | pLow | 8000
H4 | V1 | case7 | pHigh | 14671.8302
H4 | V1 | case8 | pLow | 8000
H4 | V1 | case8 | pHigh | 15216.2334
H4 | V1 | case9 | pLow | 8099.1061
H4 | V1 | case9 | pHigh | 16099.1061
H4 | V1 | case10 | pLow | 8798.0308
H4 | V1 | case10 | pHigh | 16798.0308
H4 | V1 | case11 | pLow | 9496.9556
H4 | V1 | case11 | pHigh | 17496.9556
H4 | V1 | case12 | pLow | EPS
H4 | V1 | case12 | pHigh | EPS
H4 | V2 | case1 | pLow | 8000
H4 | V2 | case1 | pHigh | 15432.569
H4 | V2 | case2 | pLow | 8180.8524
H4 | V2 | case2 | pHigh | 16180.8524
H4 | V2 | case3 | pLow | 8460.4223
H4 | V2 | case3 | pHigh | 16460.4223
H4 | V2 | case4 | pLow | 8600.2073
H4 | V2 | case4 | pHigh | 16600.2073
H4 | V2 | case5 | pLow | 8739.9922
H4 | V2 | case5 | pHigh | 16739.9922
H4 | V2 | case6 | pLow | 8879.7772
H4 | V2 | case6 | pHigh | 16879.7772
H4 | V2 | case7 | pLow | 9019.5621
H4 | V2 | case7 | pHigh | 17019.5621
H4 | V2 | case8 | pLow | 9299.132
H4 | V2 | case8 | pHigh | 17299.132
H4 | V2 | case9 | pLow | 9718.4869
H4 | V2 | case9 | pHigh | 17718.4869
H4 | V2 | case10 | pLow | 10417.4116
H4 | V2 | case10 | pHigh | 18417.4116
H4 | V2 | case11 | pLow | 11116.3363
H4 | V2 | case11 | pHigh | 19116.3363
H4 | V2 | case12 | pLow | EPS
H4 | V2 | case12 | pHigh | EPS
H4 | V3 | case1 | pLow | 9241.0934
H4 | V3 | case1 | pHigh | 17241.0934
H4 | V3 | case2 | pLow | 9800.2332
H4 | V3 | case2 | pHigh | 17800.2332
H4 | V3 | case3 | pLow | 10079.8031
H4 | V3 | case3 | pHigh | 18079.8031
H4 | V3 | case4 | pLow | 10219.588
H4 | V3 | case4 | pHigh | 18219.588
H4 | V3 | case5 | pLow | 10359.373
H4 | V3 | case5 | pHigh | 18359.373
H4 | V3 | case6 | pLow | 10499.1579
H4 | V3 | case6 | pHigh | 18499.1579
H4 | V3 | case7 | pLow | 10638.9429
H4 | V3 | case7 | pHigh | 18638.9429
H4 | V3 | case8 | pLow | 10918.5128
H4 | V3 | case8 | pHigh | 18918.5128
H4 | V3 | case9 | pLow | 11337.8676
H4 | V3 | case9 | pHigh | 19337.8676
H4 | V3 | case10 | pLow | 12036.7923
H4 | V3 | case10 | pHigh | 20036.7923
H4 | V3 | case11 | pLow | 12735.7171
H4 | V3 | case11 | pHigh | 20735.7171
H4 | V3 | case12 | pLow | EPS
H4 | V3 | case12 | pHigh | EPS
H4 | V4 | case1 | pLow | 10860.4742
H4 | V4 | case1 | pHigh | 18860.4742
H4 | V4 | case2 | pLow | 11419.6139
H4 | V4 | case2 | pHigh | 19419.6139
H4 | V4 | case3 | pLow | 11699.1838
H4 | V4 | case3 | pHigh | 19699.1838
H4 | V4 | case4 | pLow | 11838.9688
H4 | V4 | case4 | pHigh | 19838.9688
H4 | V4 | case5 | pLow | 11978.7537
H4 | V4 | case5 | pHigh | 19978.7537
H4 | V4 | case6 | pLow | 12118.5387
H4 | V4 | case6 | pHigh | 20118.5387
H4 | V4 | case7 | pLow | 12258.3236
H4 | V4 | case7 | pHigh | 20258.3236
H4 | V4 | case8 | pLow | 12537.8935
H4 | V4 | case8 | pHigh | 20537.8935
H4 | V4 | case9 | pLow | 12957.2483
H4 | V4 | case9 | pHigh | 20957.2483
H4 | V4 | case10 | pLow | 13656.1731
H4 | V4 | case10 | pHigh | 21656.1731
H4 | V4 | case11 | pLow | 14355.0978
H4 | V4 | case11 | pHigh | 22355.0978
H4 | V4 | case12 | pLow | EPS
H4 | V4 | case12 | pHigh | EPS
H4 | V5 | case1 | pLow | 12479.8549
H4 | V5 | case1 | pHigh | 20479.8549
H4 | V5 | case2 | pLow | 13038.9947
H4 | V5 | case2 | pHigh | 21038.9947
H4 | V5 | case3 | pLow | 13318.5646
H4 | V5 | case3 | pHigh | 21318.5646
H4 | V5 | case4 | pLow | 13458.3495
H4 | V5 | case4 | pHigh | 21458.3495
H4 | V5 | case5 | pLow | 13598.1345
H4 | V5 | case5 | pHigh | 21598.1345
H4 | V5 | case6 | pLow | 13737.9194
H4 | V5 | case6 | pHigh | 21737.9194
H4 | V5 | case7 | pLow | 13877.7044
H4 | V5 | case7 | pHigh | 21877.7044
H4 | V5 | case8 | pLow | 14157.2743
H4 | V5 | case8 | pHigh | 22157.2743
H4 | V5 | case9 | pLow | 14576.6291
H4 | V5 | case9 | pHigh | 22576.6291
H4 | V5 | case10 | pLow | 15275.5538
H4 | V5 | case10 | pHigh | 23275.5538
H4 | V5 | case11 | pLow | 15974.4786
H4 | V5 | case11 | pHigh | 23974.4786
H4 | V5 | case12 | pLow | EPS
H4 | V5 | case12 | pHigh | EPS

## Sstore
TOC
Sstore | (parameter) | Store Storage Values over different cases(ac-ft)
Wkn | tot_vol | case | Value
H1 | V1 | case1 | 12211552.032
H1 | V1 | case2 | 12211552.032
H1 | V1 | case3 | 12211552.032
H1 | V1 | case4 | 12211552.032
H1 | V1 | case5 | 12211552.032
H1 | V1 | case6 | 12211552.032
H1 | V1 | case7 | 12211552.032
H1 | V1 | case8 | 12211552.032
H1 | V1 | case9 | 12211552.032
H1 | V1 | case10 | 12211552.032
H1 | V1 | case11 | 12211552.032
H1 | V1 | case12 | 12211552.032
H1 | V2 | case1 | 12111552.032
H1 | V2 | case2 | 12111552.032
H1 | V2 | case3 | 12111552.032
H1 | V2 | case4 | 12111552.032
H1 | V2 | case5 | 12111552.032
H1 | V2 | case6 | 12111552.032
H1 | V2 | case7 | 12111552.032
H1 | V2 | case8 | 12111552.032
H1 | V2 | case9 | 12111552.032
H1 | V2 | case10 | 12111552.032
H1 | V2 | case11 | 12111552.032
H1 | V2 | case12 | 12111552.032
H1 | V3 | case1 | 12011552.032
H1 | V3 | case2 | 12011552.032
H1 | V3 | case3 | 12011552.032
H1 | V3 | case4 | 12011552.032
H1 | V3 | case5 | 12011552.032
H1 | V3 | case6 | 12011552.032
H1 | V3 | case7 | 12011552.032
H1 | V3 | case8 | 12011552.032
H1 | V3 | case9 | 12011552.032
H1 | V3 | case10 | 12011552.032
H1 | V3 | case11 | 12011552.032
H1 | V3 | case12 | 12011552.032
H1 | V4 | case1 | 11911552.032
H1 | V4 | case2 | 11911552.032
H1 | V4 | case3 | 11911552.032
H1 | V4 | case4 | 11911552.032
H1 | V4 | case5 | 11911552.032
H1 | V4 | case6 | 11911552.032
H1 | V4 | case7 | 11911552.032
H1 | V4 | case8 | 11911552.032
H1 | V4 | case9 | 11911552.032
H1 | V4 | case10 | 11911552.032
H1 | V4 | case11 | 11911552.032
H1 | V4 | case12 | 11911552.032
H1 | V5 | case1 | 11811552.032
H1 | V5 | case2 | 11811552.032
H1 | V5 | case3 | 11811552.032
H1 | V5 | case4 | 11811552.032
H1 | V5 | case5 | 11811552.032
H1 | V5 | case6 | 11811552.032
H1 | V5 | case7 | 11811552.032
H1 | V5 | case8 | 11811552.032
H1 | V5 | case9 | 11811552.032
H1 | V5 | case10 | 11811552.032
H1 | V5 | case11 | 11811552.032
H1 | V5 | case12 | 11811552.032
H2 | V1 | case1 | 12211552.032
H2 | V1 | case2 | 12211552.032
H2 | V1 | case3 | 12211552.032
H2 | V1 | case4 | 12211552.032
H2 | V1 | case5 | 12211552.032
H2 | V1 | case6 | 12211552.032
H2 | V1 | case7 | 12211552.032
H2 | V1 | case8 | 12211552.032
H2 | V1 | case9 | 12211552.032
H2 | V1 | case10 | 12211552.032
H2 | V1 | case11 | 12211552.032
H2 | V1 | case12 | 12211552.032
H2 | V2 | case1 | 12111552.032
H2 | V2 | case2 | 12111552.032
H2 | V2 | case3 | 12111552.032
H2 | V2 | case4 | 12111552.032
H2 | V2 | case5 | 12111552.032
H2 | V2 | case6 | 12111552.032
H2 | V2 | case7 | 12111552.032
H2 | V2 | case8 | 12111552.032
H2 | V2 | case9 | 12111552.032
H2 | V2 | case10 | 12111552.032
H2 | V2 | case11 | 12111552.032
H2 | V2 | case12 | 12111552.032
H2 | V3 | case1 | 12011552.032
H2 | V3 | case2 | 12011552.032
H2 | V3 | case3 | 12011552.032
H2 | V3 | case4 | 12011552.032
H2 | V3 | case5 | 12011552.032
H2 | V3 | case6 | 12011552.032
H2 | V3 | case7 | 12011552.032
H2 | V3 | case8 | 12011552.032
H2 | V3 | case9 | 12011552.032
H2 | V3 | case10 | 12011552.032
H2 | V3 | case11 | 12011552.032
H2 | V3 | case12 | 12011552.032
H2 | V4 | case1 | 11911552.032
H2 | V4 | case2 | 11911552.032
H2 | V4 | case3 | 11911552.032
H2 | V4 | case4 | 11911552.032
H2 | V4 | case5 | 11911552.032
H2 | V4 | case6 | 11911552.032
H2 | V4 | case7 | 11911552.032
H2 | V4 | case8 | 11911552.032
H2 | V4 | case9 | 11911552.032
H2 | V4 | case10 | 11911552.032
H2 | V4 | case11 | 11911552.032
H2 | V4 | case12 | 11911552.032
H2 | V5 | case1 | 11811552.032
H2 | V5 | case2 | 11811552.032
H2 | V5 | case3 | 11811552.032
H2 | V5 | case4 | 11811552.032
H2 | V5 | case5 | 11811552.032
H2 | V5 | case6 | 11811552.032
H2 | V5 | case7 | 11811552.032
H2 | V5 | case8 | 11811552.032
H2 | V5 | case9 | 11811552.032
H2 | V5 | case10 | 11811552.032
H2 | V5 | case11 | 11811552.032
H2 | V5 | case12 | 11811552.032
H3 | V1 | case1 | 12211552.032
H3 | V1 | case2 | 12211552.032
H3 | V1 | case3 | 12211552.032
H3 | V1 | case4 | 12211552.032
H3 | V1 | case5 | 12211552.032
H3 | V1 | case6 | 12211552.032
H3 | V1 | case7 | 12211552.032
H3 | V1 | case8 | 12211552.032
H3 | V1 | case9 | 12211552.032
H3 | V1 | case10 | 12211552.032
H3 | V1 | case11 | 12211552.032
H3 | V1 | case12 | 12211552.032
H3 | V2 | case1 | 12111552.032
H3 | V2 | case2 | 12111552.032
H3 | V2 | case3 | 12111552.032
H3 | V2 | case4 | 12111552.032
H3 | V2 | case5 | 12111552.032
H3 | V2 | case6 | 12111552.032
H3 | V2 | case7 | 12111552.032
H3 | V2 | case8 | 12111552.032
H3 | V2 | case9 | 12111552.032
H3 | V2 | case10 | 12111552.032
H3 | V2 | case11 | 12111552.032
H3 | V2 | case12 | 12111552.032
H3 | V3 | case1 | 12011552.032
H3 | V3 | case2 | 12011552.032
H3 | V3 | case3 | 12011552.032
H3 | V3 | case4 | 12011552.032
H3 | V3 | case5 | 12011552.032
H3 | V3 | case6 | 12011552.032
H3 | V3 | case7 | 12011552.032
H3 | V3 | case8 | 12011552.032
H3 | V3 | case9 | 12011552.032
H3 | V3 | case10 | 12011552.032
H3 | V3 | case11 | 12011552.032
H3 | V3 | case12 | 12011552.032
H3 | V4 | case1 | 11911552.032
H3 | V4 | case2 | 11911552.032
H3 | V4 | case3 | 11911552.032
H3 | V4 | case4 | 11911552.032
H3 | V4 | case5 | 11911552.032
H3 | V4 | case6 | 11911552.032
H3 | V4 | case7 | 11911552.032
H3 | V4 | case8 | 11911552.032
H3 | V4 | case9 | 11911552.032
H3 | V4 | case10 | 11911552.032
H3 | V4 | case11 | 11911552.032
H3 | V4 | case12 | 11911552.032
H3 | V5 | case1 | 11811552.032
H3 | V5 | case2 | 11811552.032
H3 | V5 | case3 | 11811552.032
H3 | V5 | case4 | 11811552.032
H3 | V5 | case5 | 11811552.032
H3 | V5 | case6 | 11811552.032
H3 | V5 | case7 | 11811552.032
H3 | V5 | case8 | 11811552.032
H3 | V5 | case9 | 11811552.032
H3 | V5 | case10 | 11811552.032
H3 | V5 | case11 | 11811552.032
H3 | V5 | case12 | 11811552.032
H4 | V1 | case1 | 12211552.032
H4 | V1 | case2 | 12211552.032
H4 | V1 | case3 | 12211552.032
H4 | V1 | case4 | 12211552.032
H4 | V1 | case5 | 12211552.032
H4 | V1 | case6 | 12211552.032
H4 | V1 | case7 | 12211552.032
H4 | V1 | case8 | 12211552.032
H4 | V1 | case9 | 12211552.032
H4 | V1 | case10 | 12211552.032
H4 | V1 | case11 | 12211552.032
H4 | V1 | case12 | 12211552.032
H4 | V2 | case1 | 12111552.032
H4 | V2 | case2 | 12111552.032
H4 | V2 | case3 | 12111552.032
H4 | V2 | case4 | 12111552.032
H4 | V2 | case5 | 12111552.032
H4 | V2 | case6 | 12111552.032
H4 | V2 | case7 | 12111552.032
H4 | V2 | case8 | 12111552.032
H4 | V2 | case9 | 12111552.032
H4 | V2 | case10 | 12111552.032
H4 | V2 | case11 | 12111552.032
H4 | V2 | case12 | 12111552.032
H4 | V3 | case1 | 12011552.032
H4 | V3 | case2 | 12011552.032
H4 | V3 | case3 | 12011552.032
H4 | V3 | case4 | 12011552.032
H4 | V3 | case5 | 12011552.032
H4 | V3 | case6 | 12011552.032
H4 | V3 | case7 | 12011552.032
H4 | V3 | case8 | 12011552.032
H4 | V3 | case9 | 12011552.032
H4 | V3 | case10 | 12011552.032
H4 | V3 | case11 | 12011552.032
H4 | V3 | case12 | 12011552.032
H4 | V4 | case1 | 11911552.032
H4 | V4 | case2 | 11911552.032
H4 | V4 | case3 | 11911552.032
H4 | V4 | case4 | 11911552.032
H4 | V4 | case5 | 11911552.032
H4 | V4 | case6 | 11911552.032
H4 | V4 | case7 | 11911552.032
H4 | V4 | case8 | 11911552.032
H4 | V4 | case9 | 11911552.032
H4 | V4 | case10 | 11911552.032
H4 | V4 | case11 | 11911552.032
H4 | V4 | case12 | 11911552.032
H4 | V5 | case1 | 11811552.032
H4 | V5 | case2 | 11811552.032
H4 | V5 | case3 | 11811552.032
H4 | V5 | case4 | 11811552.032
H4 | V5 | case5 | 11811552.032
H4 | V5 | case6 | 11811552.032
H4 | V5 | case7 | 11811552.032
H4 | V5 | case8 | 11811552.032
H4 | V5 | case9 | 11811552.032
H4 | V5 | case10 | 11811552.032
H4 | V5 | case11 | 11811552.032
H4 | V5 | case12 | 11811552.032

## SteadyEn_Gen
TOC
SteadyEn_Gen | (variable) | Hydropower Generated for each timestep during steady flow days (MWH)
p | Lowerbound | Value | Upperbound | Marginal
pLow | -INF | 5294.0795 | INF | 0
pHigh | -INF | 10588.1591 | INF | 0

## tot_vol
TOC
tot_vol | (set) | Total montly release volume (acre-ft)
dim1
V1
V2
V3
V4
V5

## Vol_monthlyrelease
TOC
Vol_monthlyrelease | (parameter) | Different Total volumes of water to be released in the month i.e. July 2018 in presented case (acre-ft)
tot_vol | Value
V1 | 700000
V2 | 800000
V3 | 900000
V4 | 1000000
V5 | 1100000

## weekendRate
TOC
weekendRate | (parameter) | Energy prices on weekends ($ per MWH)
p | Value
pLow | 46.548
pHigh | 46.548

## Wkn
TOC
Wkn | (set) | Scenarios to decide the change between off-peak release on weekday and weekend steady flows
dim1
H1
H2
H3
H4

## XStore_steady
TOC
XStore_steady | (parameter) | Store Energy Generated during steady flow days over different cases (MWH)
Wkn | tot_vol | case | Value
H1 | V1 | case2 | 28531.2
H1 | V1 | case3 | 42796.8
H1 | V1 | case4 | 49929.6
H1 | V1 | case5 | 57062.4
H1 | V1 | case6 | 64195.2
H1 | V1 | case7 | 71328
H1 | V1 | case8 | 86308.8205
H1 | V1 | case9 | 114788.7353
H1 | V1 | case10 | 168391.0019
H1 | V1 | case11 | 229662.946
H1 | V1 | case12 | 313313.253
H1 | V2 | case2 | 29636.3728
H1 | V2 | case3 | 46295.2818
H1 | V2 | case4 | 55084.9169
H1 | V2 | case5 | 64181.3391
H1 | V2 | case6 | 73584.5485
H1 | V2 | case7 | 83294.5449
H1 | V2 | case8 | 103634.899
H1 | V2 | case9 | 136446.3335
H1 | V2 | case10 | 197267.7995
H1 | V2 | case11 | 265758.9429
H1 | V2 | case12 | 358072.2892
H1 | V3 | case2 | 35411.7323
H1 | V3 | case3 | 54958.321
H1 | V3 | case4 | 65191.796
H1 | V3 | case5 | 75732.0581
H1 | V3 | case6 | 86579.1073
H1 | V3 | case7 | 97732.9436
H1 | V3 | case8 | 120960.9775
H1 | V3 | case9 | 158103.9316
H1 | V3 | case10 | 226144.597
H1 | V3 | case11 | 301854.9398
H1 | V3 | case12 | 402831.3253
H1 | V4 | case2 | 41187.0918
H1 | V4 | case3 | 63621.3603
H1 | V4 | case4 | 75298.6752
H1 | V4 | case5 | 87282.7771
H1 | V4 | case6 | 99573.6662
H1 | V4 | case7 | 112171.3424
H1 | V4 | case8 | 138287.056
H1 | V4 | case9 | 179761.5297
H1 | V4 | case10 | 255021.3945
H1 | V4 | case11 | 337950.9366
H1 | V4 | case12 | 447590.3614
H1 | V5 | case2 | 46962.4513
H1 | V5 | case3 | 72284.3995
H1 | V5 | case4 | 85405.5543
H1 | V5 | case5 | 98833.4962
H1 | V5 | case6 | 112568.2251
H1 | V5 | case7 | 126609.7412
H1 | V5 | case8 | 155613.1346
H1 | V5 | case9 | 201419.1279
H1 | V5 | case10 | 283898.192
H1 | V5 | case11 | 374046.9335
H1 | V5 | case12 | 492349.3976
H2 | V1 | case2 | 30314.4
H2 | V1 | case3 | 45471.6
H2 | V1 | case4 | 53050.2
H2 | V1 | case5 | 60628.8
H2 | V1 | case6 | 68207.4
H2 | V1 | case7 | 75786
H2 | V1 | case8 | 90943.2
H2 | V1 | case9 | 118240.0902
H2 | V1 | case10 | 171554.7439
H2 | V1 | case11 | 231820.0428
H2 | V1 | case12 | 313313.253
H2 | V2 | case2 | 31189.4825
H2 | V2 | case3 | 48452.3785
H2 | V2 | case4 | 57500.8653
H2 | V2 | case5 | 66827.3778
H2 | V2 | case6 | 76431.9162
H2 | V2 | case7 | 86314.4804
H2 | V2 | case8 | 106913.6861
H2 | V2 | case9 | 139897.6883
H2 | V2 | case10 | 200431.5414
H2 | V2 | case11 | 267916.0396
H2 | V2 | case12 | 358072.2892
H2 | V3 | case2 | 36964.842
H2 | V3 | case3 | 57115.4178
H2 | V3 | case4 | 67607.7444
H2 | V3 | case5 | 78378.0969
H2 | V3 | case6 | 89426.4751
H2 | V3 | case7 | 100752.8791
H2 | V3 | case8 | 124239.7646
H2 | V3 | case9 | 161555.2864
H2 | V3 | case10 | 229308.3389
H2 | V3 | case11 | 304012.0365
H2 | V3 | case12 | 402831.3253
H2 | V4 | case2 | 42740.2015
H2 | V4 | case3 | 65778.4571
H2 | V4 | case4 | 77714.6236
H2 | V4 | case5 | 89928.8159
H2 | V4 | case6 | 102421.034
H2 | V4 | case7 | 115191.2779
H2 | V4 | case8 | 141565.8431
H2 | V4 | case9 | 183212.8846
H2 | V4 | case10 | 258185.1364
H2 | V4 | case11 | 340108.0334
H2 | V4 | case12 | 447590.3614
H2 | V5 | case2 | 48515.561
H2 | V5 | case3 | 74441.4963
H2 | V5 | case4 | 87821.5027
H2 | V5 | case5 | 101479.5349
H2 | V5 | case6 | 115415.5928
H2 | V5 | case7 | 129629.6766
H2 | V5 | case8 | 158891.9216
H2 | V5 | case9 | 204870.4827
H2 | V5 | case10 | 287061.9339
H2 | V5 | case11 | 376204.0303
H2 | V5 | case12 | 492349.3976
H3 | V1 | case2 | 31206
H3 | V1 | case3 | 46809
H3 | V1 | case4 | 54610.5
H3 | V1 | case5 | 62412
H3 | V1 | case6 | 70213.5
H3 | V1 | case7 | 78015
H3 | V1 | case8 | 93618
H3 | V1 | case9 | 119965.7676
H3 | V1 | case10 | 173136.6148
H3 | V1 | case11 | 232898.5911
H3 | V1 | case12 | 313313.253
H3 | V2 | case2 | 31966.0373
H3 | V2 | case3 | 49530.9269
H3 | V2 | case4 | 58708.8395
H3 | V2 | case5 | 68150.3972
H3 | V2 | case6 | 77855.6001
H3 | V2 | case7 | 87824.4481
H3 | V2 | case8 | 108553.0797
H3 | V2 | case9 | 141623.3657
H3 | V2 | case10 | 202013.4124
H3 | V2 | case11 | 268994.588
H3 | V2 | case12 | 358072.2892
H3 | V3 | case2 | 37741.3968
H3 | V3 | case3 | 58193.9662
H3 | V3 | case4 | 68815.7186
H3 | V3 | case5 | 79701.1162
H3 | V3 | case6 | 90850.159
H3 | V3 | case7 | 102262.8469
H3 | V3 | case8 | 125879.1582
H3 | V3 | case9 | 163280.9639
H3 | V3 | case10 | 230890.2099
H3 | V3 | case11 | 305090.5849
H3 | V3 | case12 | 402831.3253
H3 | V4 | case2 | 43516.7563
H3 | V4 | case3 | 66857.0054
H3 | V4 | case4 | 78922.5977
H3 | V4 | case5 | 91251.8352
H3 | V4 | case6 | 103844.7178
H3 | V4 | case7 | 116701.2456
H3 | V4 | case8 | 143205.2367
H3 | V4 | case9 | 184938.562
H3 | V4 | case10 | 259767.0074
H3 | V4 | case11 | 341186.5818
H3 | V4 | case12 | 447590.3614
H3 | V5 | case2 | 49292.1158
H3 | V5 | case3 | 75520.0447
H3 | V5 | case4 | 89029.4769
H3 | V5 | case5 | 102802.5542
H3 | V5 | case6 | 116839.2767
H3 | V5 | case7 | 131139.6444
H3 | V5 | case8 | 160531.3152
H3 | V5 | case9 | 206596.1601
H3 | V5 | case10 | 288643.8049
H3 | V5 | case11 | 377282.5787
H3 | V5 | case12 | 492349.3976
H4 | V1 | case2 | 32097.6
H4 | V1 | case3 | 48146.4
H4 | V1 | case4 | 56170.8
H4 | V1 | case5 | 64195.2
H4 | V1 | case6 | 72219.6
H4 | V1 | case7 | 80244
H4 | V1 | case8 | 96292.8
H4 | V1 | case9 | 121691.445
H4 | V1 | case10 | 174718.4858
H4 | V1 | case11 | 233977.1395
H4 | V1 | case12 | 313313.253
H4 | V2 | case2 | 32742.5921
H4 | V2 | case3 | 50609.4753
H4 | V2 | case4 | 59916.8137
H4 | V2 | case5 | 69473.4166
H4 | V2 | case6 | 79279.2839
H4 | V2 | case7 | 89334.4159
H4 | V2 | case8 | 110192.4732
H4 | V2 | case9 | 143349.0431
H4 | V2 | case10 | 203595.2833
H4 | V2 | case11 | 270073.1364
H4 | V2 | case12 | 358072.2892
H4 | V3 | case2 | 38517.9517
H4 | V3 | case3 | 59272.5146
H4 | V3 | case4 | 70023.6928
H4 | V3 | case5 | 81024.1356
H4 | V3 | case6 | 92273.8428
H4 | V3 | case7 | 103772.8146
H4 | V3 | case8 | 127518.5517
H4 | V3 | case9 | 165006.6413
H4 | V3 | case10 | 232472.0808
H4 | V3 | case11 | 306169.1333
H4 | V3 | case12 | 402831.3253
H4 | V4 | case2 | 44293.3112
H4 | V4 | case3 | 67935.5538
H4 | V4 | case4 | 80130.5719
H4 | V4 | case5 | 92574.8546
H4 | V4 | case6 | 105268.4017
H4 | V4 | case7 | 118211.2134
H4 | V4 | case8 | 144844.6302
H4 | V4 | case9 | 186664.2394
H4 | V4 | case10 | 261348.8784
H4 | V4 | case11 | 342265.1302
H4 | V4 | case12 | 447590.3614
H4 | V5 | case2 | 50068.6707
H4 | V5 | case3 | 76598.5931
H4 | V5 | case4 | 90237.4511
H4 | V5 | case5 | 104125.5736
H4 | V5 | case6 | 118262.9606
H4 | V5 | case7 | 132649.6121
H4 | V5 | case8 | 162170.7087
H4 | V5 | case9 | 208321.8375
H4 | V5 | case10 | 290225.6759
H4 | V5 | case11 | 378361.1271
H4 | V5 | case12 | 492349.3976

## XStore_unsteady
TOC
XStore_unsteady | (parameter) | Store Energy Generated during unsteady flow days over different cases (MWH)
Wkn | tot_vol | case | Value
H1 | V1 | case1 | 313313.253
H1 | V1 | case2 | 284782.053
H1 | V1 | case3 | 270516.453
H1 | V1 | case4 | 263383.653
H1 | V1 | case5 | 256250.853
H1 | V1 | case6 | 249118.053
H1 | V1 | case7 | 241985.253
H1 | V1 | case8 | 227004.4325
H1 | V1 | case9 | 198524.5177
H1 | V1 | case10 | 144922.2511
H1 | V1 | case11 | 83650.307
H1 | V2 | case1 | 358072.2892
H1 | V2 | case2 | 328435.9164
H1 | V2 | case3 | 311777.0074
H1 | V2 | case4 | 302987.3723
H1 | V2 | case5 | 293890.95
H1 | V2 | case6 | 284487.7407
H1 | V2 | case7 | 274777.7443
H1 | V2 | case8 | 254437.3901
H1 | V2 | case9 | 221625.9557
H1 | V2 | case10 | 160804.4897
H1 | V2 | case11 | 92313.3463
H1 | V3 | case1 | 402831.3253
H1 | V3 | case2 | 367419.593
H1 | V3 | case3 | 347873.0043
H1 | V3 | case4 | 337639.5293
H1 | V3 | case5 | 327099.2672
H1 | V3 | case6 | 316252.218
H1 | V3 | case7 | 305098.3817
H1 | V3 | case8 | 281870.3478
H1 | V3 | case9 | 244727.3937
H1 | V3 | case10 | 176686.7283
H1 | V3 | case11 | 100976.3855
H1 | V4 | case1 | 447590.3614
H1 | V4 | case2 | 406403.2696
H1 | V4 | case3 | 383969.0012
H1 | V4 | case4 | 372291.6863
H1 | V4 | case5 | 360307.5843
H1 | V4 | case6 | 348016.6952
H1 | V4 | case7 | 335419.019
H1 | V4 | case8 | 309303.3054
H1 | V4 | case9 | 267828.8317
H1 | V4 | case10 | 192568.967
H1 | V4 | case11 | 109639.4248
H1 | V5 | case1 | 492349.3976
H1 | V5 | case2 | 445386.9463
H1 | V5 | case3 | 420064.9981
H1 | V5 | case4 | 406943.8433
H1 | V5 | case5 | 393515.9014
H1 | V5 | case6 | 379781.1725
H1 | V5 | case7 | 365739.6564
H1 | V5 | case8 | 336736.263
H1 | V5 | case9 | 290930.2697
H1 | V5 | case10 | 208451.2056
H1 | V5 | case11 | 118302.464
H2 | V1 | case1 | 313313.253
H2 | V1 | case2 | 282998.853
H2 | V1 | case3 | 267841.653
H2 | V1 | case4 | 260263.053
H2 | V1 | case5 | 252684.453
H2 | V1 | case6 | 245105.853
H2 | V1 | case7 | 237527.253
H2 | V1 | case8 | 222370.053
H2 | V1 | case9 | 195073.1628
H2 | V1 | case10 | 141758.5091
H2 | V1 | case11 | 81493.2103
H2 | V2 | case1 | 358072.2892
H2 | V2 | case2 | 326882.8067
H2 | V2 | case3 | 309619.9106
H2 | V2 | case4 | 300571.4239
H2 | V2 | case5 | 291244.9113
H2 | V2 | case6 | 281640.3729
H2 | V2 | case7 | 271757.8088
H2 | V2 | case8 | 251158.603
H2 | V2 | case9 | 218174.6009
H2 | V2 | case10 | 157640.7478
H2 | V2 | case11 | 90156.2495
H2 | V3 | case1 | 402831.3253
H2 | V3 | case2 | 365866.4833
H2 | V3 | case3 | 345715.9075
H2 | V3 | case4 | 335223.5809
H2 | V3 | case5 | 324453.2284
H2 | V3 | case6 | 313404.8502
H2 | V3 | case7 | 302078.4462
H2 | V3 | case8 | 278591.5607
H2 | V3 | case9 | 241276.0389
H2 | V3 | case10 | 173522.9864
H2 | V3 | case11 | 98819.2888
H2 | V4 | case1 | 447590.3614
H2 | V4 | case2 | 404850.16
H2 | V4 | case3 | 381811.9044
H2 | V4 | case4 | 369875.7379
H2 | V4 | case5 | 357661.5456
H2 | V4 | case6 | 345169.3275
H2 | V4 | case7 | 332399.0836
H2 | V4 | case8 | 306024.5183
H2 | V4 | case9 | 264377.4769
H2 | V4 | case10 | 189405.225
H2 | V4 | case11 | 107482.328
H2 | V5 | case1 | 492349.3976
H2 | V5 | case2 | 443833.8366
H2 | V5 | case3 | 417907.9013
H2 | V5 | case4 | 404527.8949
H2 | V5 | case5 | 390869.8627
H2 | V5 | case6 | 376933.8047
H2 | V5 | case7 | 362719.7209
H2 | V5 | case8 | 333457.4759
H2 | V5 | case9 | 287478.9149
H2 | V5 | case10 | 205287.4637
H2 | V5 | case11 | 116145.3673
H3 | V1 | case1 | 313313.253
H3 | V1 | case2 | 282107.253
H3 | V1 | case3 | 266504.253
H3 | V1 | case4 | 258702.753
H3 | V1 | case5 | 250901.253
H3 | V1 | case6 | 243099.753
H3 | V1 | case7 | 235298.253
H3 | V1 | case8 | 219695.253
H3 | V1 | case9 | 193347.4854
H3 | V1 | case10 | 140176.6382
H3 | V1 | case11 | 80414.6619
H3 | V2 | case1 | 358072.2892
H3 | V2 | case2 | 326106.2518
H3 | V2 | case3 | 308541.3622
H3 | V2 | case4 | 299363.4497
H3 | V2 | case5 | 289921.892
H3 | V2 | case6 | 280216.6891
H3 | V2 | case7 | 270247.841
H3 | V2 | case8 | 249519.2095
H3 | V2 | case9 | 216448.9234
H3 | V2 | case10 | 156058.8768
H3 | V2 | case11 | 89077.7011
H3 | V3 | case1 | 402831.3253
H3 | V3 | case2 | 365089.9285
H3 | V3 | case3 | 344637.3591
H3 | V3 | case4 | 334015.6067
H3 | V3 | case5 | 323130.2091
H3 | V3 | case6 | 311981.1663
H3 | V3 | case7 | 300568.4784
H3 | V3 | case8 | 276952.1671
H3 | V3 | case9 | 239550.3614
H3 | V3 | case10 | 171941.1154
H3 | V3 | case11 | 97740.7404
H3 | V4 | case1 | 447590.3614
H3 | V4 | case2 | 404073.6051
H3 | V4 | case3 | 380733.356
H3 | V4 | case4 | 368667.7637
H3 | V4 | case5 | 356338.5262
H3 | V4 | case6 | 343745.6436
H3 | V4 | case7 | 330889.1158
H3 | V4 | case8 | 304385.1248
H3 | V4 | case9 | 262651.7995
H3 | V4 | case10 | 187823.3541
H3 | V4 | case11 | 106403.7796
H3 | V5 | case1 | 492349.3976
H3 | V5 | case2 | 443057.2818
H3 | V5 | case3 | 416829.3529
H3 | V5 | case4 | 403319.9207
H3 | V5 | case5 | 389546.8434
H3 | V5 | case6 | 375510.1209
H3 | V5 | case7 | 361209.7532
H3 | V5 | case8 | 331818.0824
H3 | V5 | case9 | 285753.2375
H3 | V5 | case10 | 203705.5927
H3 | V5 | case11 | 115066.8189
H4 | V1 | case1 | 313313.253
H4 | V1 | case2 | 281215.653
H4 | V1 | case3 | 265166.853
H4 | V1 | case4 | 257142.453
H4 | V1 | case5 | 249118.053
H4 | V1 | case6 | 241093.653
H4 | V1 | case7 | 233069.253
H4 | V1 | case8 | 217020.453
H4 | V1 | case9 | 191621.808
H4 | V1 | case10 | 138594.7672
H4 | V1 | case11 | 79336.1135
H4 | V2 | case1 | 358072.2892
H4 | V2 | case2 | 325329.697
H4 | V2 | case3 | 307462.8138
H4 | V2 | case4 | 298155.4755
H4 | V2 | case5 | 288598.8726
H4 | V2 | case6 | 278793.0052
H4 | V2 | case7 | 268737.8733
H4 | V2 | case8 | 247879.8159
H4 | V2 | case9 | 214723.246
H4 | V2 | case10 | 154477.0058
H4 | V2 | case11 | 87999.1527
H4 | V3 | case1 | 402831.3253
H4 | V3 | case2 | 364313.3736
H4 | V3 | case3 | 343558.8107
H4 | V3 | case4 | 332807.6325
H4 | V3 | case5 | 321807.1897
H4 | V3 | case6 | 310557.4825
H4 | V3 | case7 | 299058.5107
H4 | V3 | case8 | 275312.7736
H4 | V3 | case9 | 237824.684
H4 | V3 | case10 | 170359.2445
H4 | V3 | case11 | 96662.192
H4 | V4 | case1 | 447590.3614
H4 | V4 | case2 | 403297.0503
H4 | V4 | case3 | 379654.8076
H4 | V4 | case4 | 367459.7895
H4 | V4 | case5 | 355015.5069
H4 | V4 | case6 | 342321.9597
H4 | V4 | case7 | 329379.1481
H4 | V4 | case8 | 302745.7312
H4 | V4 | case9 | 260926.122
H4 | V4 | case10 | 186241.4831
H4 | V4 | case11 | 105325.2312
H4 | V5 | case1 | 492349.3976
H4 | V5 | case2 | 442280.7269
H4 | V5 | case3 | 415750.8045
H4 | V5 | case4 | 402111.9465
H4 | V5 | case5 | 388223.824
H4 | V5 | case6 | 374086.437
H4 | V5 | case7 | 359699.7855
H4 | V5 | case8 | 330178.6888
H4 | V5 | case9 | 284027.56
H4 | V5 | case10 | 202123.7217
H4 | V5 | case11 | 113988.2705